## tasks (hidden)
Priorität | Aufgaben |  | erledigt | Kommentar
Eingabe-Formulare
|  | nicht genutzte Bereiche ausblenden | 2008-05-04
|  | Blattschutz | 2008-05-04
|  | Lambda-Werte direkt beim Formular | 2008-04-29
|  | zusätzliches Datenfeld: Sandwichelementbauweise | 2008-04-29
C |  | englisch/deutsche Beschriftung vervollständigen
|  | Dichtheit abfragen | 2008-05-05
|  | neuen Beschriftungstyp einführen für Anwendung NH |  | nicht mehr aktuell
|  | Programm-Modi: Standard, Experte | 2008-05-09
B |  | Umstellung Codes für Leitungen außen / innen
Datentransfer
|  | Werte aus Variante laden: aufteilen zwischen Gebäude und Anlagentechnik | 2008-08-28
|  | Ein Interface für die Datenbank herstellen --> Ein zusätzliches Blatt, in dem Datensätze geladen und gespeichert werden können. | 2008-06-06
|  | Datensätze sortieren |  | zurückgestellt, wegen Filter nicht mehr so dringend erforderlich
|  | Kombinationsfeld Auswahl Laden Datensätze muss doch auf eine extra Liste zugreifen, die mit Bereich.Verschieben arbeitet (sonst bei Datensatzlöschen oder Verschieben Probleme) | Juni 2008
|  | Datensatz laden: alternativ ID oder Straße / Hausnummer | 2008-04-30
zusätzlich Filter: ID, Stadt, Straße, Datum
|  | Unterverzeichniss für calc und data | 2008-04-30
? |  | zusätzliche Angaben: vermietete Wohnfläche, beheizte Wohnfläche
|  | Stapelverarbeitung Datensätze + Varianten | 2008-08-28
|  | Scheinbar noch ein Fehler beim Datensatz-Laden: Überprüfen | 2008-05-24
|  | Fehler beim Abspeichern unter neuem Namen: Varianten-Ergebnisse werden nicht automatisch umbenannt | 2008-06-02
|  | Beim Start: Automatisches Öffnen von verknüpften Dateien ==> Möglichkeit das automatische Öffnen und Speichern abzuschalten | 2008-08-28
|  | außerdem ermöglichen: schließen ohne Hintergrunddateien zu speichern (Expertenmodus) | 2008-08-28
|  | Datensätze löschen | 2008-09-10
B |  | Datensätze umbenennen
Datenbank
|  | Schalter für Datenbank sortieren | 2008-05-24
|  | Datensätze löschen | 2008-08-28
A |  | Erläuterungen für Datenfelder vervollständigen |  | fehlt noch für Ökonomie-Ausgabe
Verknüpfungen
|  | Alle Verknüpfungen zwischen Blättern auf indirekt umstellen. | 2008-09-10
|  | Dies ist die einzige Möglichkeit, durch falsches Öffnen auftauchende Pfadnamen zu vermeiden. | 2008-09-26
Monitor
|  | Monitor flexibler gestalten, mehr Größen | 2008-09-26
eventuell über ein Listenfeld mit mehreren Spalten
A |  | Schließen des Monitors aus anderen aktiven Mappen --> Fehler
A |  | Bei Bündelung der Eingabe: Schalter für "gebündelte Varianten aktualisieren" vorsehen.
Energieausweis
|  | check: Endenergieausgabe H_u ?! | 2008-06-13
Berechnungsmethode / Ausgabedaten
|  | Faktor für H_u/H_o mit ausgeben |  | erstmal zurückgestellt
In EnEV-Schnittstelle feste Werte eingegeben.
|  | Endenergie in BS, FW, Strom / für H und W / H_o und H_u |  | erstmal zurückgestellt
Anpassungsfaktor Verbrauch für Ökonomie
|  | Auswahl: berechnet, Erwartungswert, an Verbrauch angepassten Wert, manueller Faktor | 2008-09-11
B |  | Die Kostenermittlung berücksichtigt die Verwendung alternativer U-Wert-Eingabe Fenster nicht --> zusätzlich Indikator U-Wert einbauen
Das gleiche Problem gibt's
Bei der Aktualisierung der NH-Daten (Update) berücksichtigen!
Fehler in Kategorien für Wärmeverteilung sh und hw: 1979 ... 1994 statt 1987 ... 1994

## data in transform (hidden)
Nr. | Export Papier | Formular |  | Abweichung
| transformation_data_in_1 | transformation_data_in_2
1 | Fb_ID | ID | 1068 | x
2 | n_storeys | n_storeys | 4
3 | n_apartments | n_apartments | 10
4 | A_C_living | A_C_living | 934
5 | OB_year_building | OB_year_building | 2
6 | h_r | h_room | 2.5 | x
7 | OB_attached_neighbours | OB_attached_neighbours | 2
8 | OB_floorshape | OB_floorshape | 1
9 | OB_attic_cond | OB_attic_cond | 2
10 | OB_cellar_cond | OB_cellar_cond | 2
11 | CB_roof_massive | CB_roof_massive | 0
12 | CB_topceiling_massive | CB_topceiling_massive | 1
13 | CB_wall_massive | CB_wall_massive | 1
14 | CB_floor_massive | CB_floor_massive | 1
15 | CB_roof_wood | CB_roof_wood | 1
16 | CB_topceiling_wood | CB_topceiling_wood | 1
17 | CB_wall_wood | CB_wall_wood | 0
18 | CB_floor_wood | CB_floor_wood | 0
19 | OB_d_insulation_roof | OB_d_insulation_roof | 0
20 | OB_d_insulation_topceiling | OB_d_insulation_topceiling | 0
21 | OB_d_insulation_wall | OB_d_insulation_wall | 0
22 | OB_d_insulation_floor | OB_d_insulation_floor | 0
23 | OB_f_insulation_roof | OB_f_insulation_roof
24 | OB_f_insulation_topceiling | OB_f_insulation_topceiling
25 | OB_f_insulation_wall | OB_f_insulation_wall
26 | OB_f_insulation_floor | OB_f_insulation_floor
27 | CB_win_1_pane | CB_win_1_pane | 0
28 | CB_win_2_panes | CB_win_2_panes | 1
29 | CB_win_3_panes | CB_win_3_panes | 0
30 | CB_win_iso | CB_win_iso | 1
31 | CB_win_therm | CB_win_therm | 0
32 | CB_win_frames_wood | CB_win_frames_wood | 0
33 | CB_win_frames_plastic | CB_win_frames_plastic | 1
34 | CB_win_frames_metal | CB_win_frames_metal | 0
35 | CB_roller_blind | CB_roller_blind | 0
36 | CB_radiator_recess | CB_radiator_recess | 0
37 | OB_thermal_bridges | OB_thermal_bridges | 1
38 | n_dormers | n_dormers | 0
39 | CB_centralheating_building | CB_centralheating_building | 1
40 | CB_centralheating_apartment | CB_centralheating_apartment | 0
41 | OB_f_centralheating | OB_f_centralheating | 1
42 | CB_boiler | CB_boiler | 1
43 | OB_boiler_fuel | OB_boiler_fuel | 1
44 | OB_boiler_type | OB_boiler_type | 2
45 | OB_boiler_year | OB_boiler_year | 2
46 | CB_woodboiler | CB_woodboiler | 0
47 | OB_woodboiler_fuel | OB_woodboiler_fuel
48 | CB_heatpump | CB_heatpump | 0
49 | OB_heatpump_type | OB_heatpump_type
50 | CB_heatpump_hr | CB_heatpump_hr | 0
51 | OB_Heatpump_year | OB_heatpump_year
52 | CB_el_storage | CB_el_storage | 0
53 | CB_districtheating | CB_districtheating | 0
54 | OB_districtheating_type | OB_districtheating_type
55 | CB_districtheating_chp | CB_districtheating_chp | 0
56 | OB_sh_distribution_type | OB_sh_distribution_type | 1
57 | OB_sh_distribution_year | OB_sh_distribution_year | 3
58 | CB_stove_fuel | CB_stove_fuel | 0
59 | CB_stove_oil | CB_stove_oil | 0
60 | CB_stove_coal | CB_stove_coal | 0
61 | CB_stove_wood | CB_stove_wood | 0
62 | CB_stove_gas | CB_stove_gas | 0
63 | CB_stove_el | CB_stove_el | 0
64 | CB_stove_el_op | CB_stove_el_op | 0
65 | CB_hw_centralheating | CB_hw_centralheating | 1
66 | CB_hw_gas_storage | CB_hw_gas_storage | 0
67 | CB_hw_central_el_storage | CB_hw_central_el_storage | 0
68 | CB_hw_cellar_heatpump | CB_hw_cellar_heatpump | 0
69 | CB_hw_gas_heater | CB_hw_gas_heater | 0
70 | CB_hw_el_heater | CB_hw_el_heater | 0
71 | CB_hw_decentral_el_storage | CB_hw_decentral_el_storage | 0
72 | CB_hw_circ | CB_hw_circ | 1
73 | CB_hw_solar | CB_hw_solar
74 | OB_hw_distribution_year | OB_hw_distribution_year | 3
75 | OB_hw_storage_year | OB_hw_storage_year | 1
76 | consumption_oil | consumption_oil | 0
77 | consumption_natural_gas | consumption_natural_gas | 0
78 | OB_consumption_natural_gas | OB_consumption_natural_gas | 0
79 | consumption_liquid_gas | consumption_liquid_gas | 0
80 | consumption_coal | consumption_coal | 0
81 | consumption_dh | consumption_dh | 0
82 | consumption_el | consumption_el | 0
83 | consumption_firewood | consumption_firewood | 0
84 | consumption_woodpellets | consumption_woodpellets | 0
85 | OB_consumption_with_hw | OB_consumption_with_hw
86 | consumption_year1 | consumption_year1
87 | consumption_year2 | consumption_year2
88 | OB_modernisation_in_c_period | OB_modernisation_in_consumption_period |  | x
89 | OB_mecvent | OB_type_vent | 1 | x
90 | Telefon |  |  | x
91 | BatchNo |  |  | x
92 | BatchPgCnt |  |  | x
93 | BatchTrack |  |  | x
94 | Form_Id |  |  | x
95 | Time_Stamp |  |  | x
96
97
98
99
100
101
102
103
104
105
106
107
108
109
110
111
112
113
114
115
116
117
118
119
120
121
122
123
124
125
126
127
128
129
130
131
132
133
134
135
136
137
138
139
140
141
142
143
144
145
146
147
148
149
150
151
152
153
154
155
156
157
158
159
160
161
162
163
164
165
166
167
168
169
170
171
172
173
174
175
176
177
178
179
180
181
182
183
184
185
186
187
188
189
190
191
192
193
194
195
196
197
198
199
200
201
202
203
204
205
206
207
208
209
210
211
212
213
214
215
216
217
218
219
220
221
222
223
224
225
226
227
228
229
230
231
232
233
234
235
236
237
238
239
240
241
242
243
244
245
246
247
248
249
250
251
252
253
254
255
256
Eingaben löschen

## default (hidden)
| default_form_building |  |  | default_form_system
1 | ID | NEU | 1 | ID | NEU
2 | date |  | 2 | date
3 | status_dataset |  | 3 | CB_centralheating_building
4 | Fb_ID |  | 4 | CB_centralheating_apartment
5 | bu_post_code |  | 5 | OB_f_centralheating
6 | bu_city |  | 6 | CB_boiler
7 | bu_location_details1 |  | 7 | OB_boiler_fuel
8 | bu_location_details2 |  | 8 | OB_boiler_type
9 | bu_location_details3 |  | 9 | OB_boiler_year
10 | bu_remarks |  | 10 | CB_woodboiler
11 | ow_name |  | 11 | OB_woodboiler_fuel
12 | ow_post_code |  | 12 | CB_heatpump
13 | ow_city |  | 13 | OB_heatpump_type
14 | ow_location_details1 |  | 14 | CB_heatpump_hr
15 | ow_location_details2 |  | 15 | OB_heatpump_year
16 | ow_location_details3 |  | 16 | CB_el_storage
17 | ow_remarks |  | 17 | CB_districtheating
18 | is_name |  | 18 | OB_districtheating_type
19 | is_post_code |  | 19 | CB_districtheating_chp
20 | is_city |  | 20 | OB_sh_distribution_type
21 | is_location_details1 |  | 21 | OB_sh_distribution_year
22 | is_location_details2 |  | 22 | CB_stove_fuel
23 | is_location_details3 |  | 23 | CB_stove_oil
24 | is_remarks |  | 24 | CB_stove_coal
25 | is_phone |  | 25 | CB_stove_wood
26 | is_email |  | 26 | CB_stove_gas
27 | n_storeys |  | 27 | CB_stove_el
28 | n_apartments |  | 28 | CB_stove_el_op
29 | A_C_living |  | 29 | CB_hw_centralheating
30 | OB_type_intake_year_building |  | 30 | CB_hw_gas_storage
31 | OB_year_building |  | 31 | CB_hw_central_el_storage
32 | year_building |  | 32 | CB_hw_cellar_heatpump
33 | OB_type_intake_envelope |  | 33 | CB_hw_gas_heater
34 | OB_envelope_simplifications |  | 34 | CB_hw_el_heater
35 | OB_h_room |  | 35 | CB_hw_decentral_el_storage
36 | h_room |  | 36 | CB_hw_circ
37 | OB_attached_neighbours |  | 37 | CB_hw_solar
38 | OB_floorshape |  | 38 | OB_hw_distribution_year
39 | OB_attic_cond |  | 39 | OB_hw_storage_year
40 | CB_dormer |  | 40 | consumption_oil
41 | n_dormers |  | 41 | consumption_natural_gas
42 | length_dormer |  | 42 | OB_consumption_natural_gas
43 | OB_cellar_cond |  | 43 | consumption_liquid_gas
44 | V_e |  | 44 | consumption_coal
45 | h_storey |  | 45 | consumption_dh
46 | A_roof |  | 46 | consumption_el
47 | A_topceiling |  | 47 | consumption_firewood
48 | A_wall |  | 48 | consumption_woodpellets
49 | A_floor |  | 49 | OB_consumption_with_hw
50 | A_wall_soil |  | 50 | consumption_year1
51 | A_win |  | 51 | consumption_year2
52 | A_roller_blind_case |  | 52 | OB_modernisation_in_consumption_period
53 | A_radiator_recess |  | 53 | OB_type_intake_ventilation
54 | A_win_S |  | 54 | OB_type_vent
55 | A_win_E_W |  | 55 | n_vent_mech
56 | A_win_N |  | 56 | n_vent_other
57 | A_win_SW_SE |  | 57 | eta_vent_rec
58 | A_win_NW_NE |  | 58 | OB_method_sys
59 | A_win_H |  | 59 | OB_table_sys
60 | OB_type_intake_U_value |  | 60 | OB_table_energyware
61 | CB_roof_massive |  | 61
62 | CB_topceiling_massive |  | 62
63 | CB_wall_massive |  | 63
64 | CB_floor_massive |  | 64
65 | CB_roof_wood |  | 65
66 | CB_topceiling_wood |  | 66
67 | CB_wall_wood |  | 67
68 | CB_floor_wood |  | 68
69 | OB_type_intake_d_insulation |  | 69
70 | OB_d_insulation_roof |  | 70
71 | OB_d_insulation_topceiling |  | 71
72 | OB_d_insulation_wall |  | 72
73 | OB_d_insulation_floor |  | 73
74 | d_insulation_roof |  | 74
75 | d_insulation_topceiling |  | 75
76 | d_insulation_wall |  | 76
77 | d_insulation_floor |  | 77
78 | OB_type_intake_lambda |  | 78
79 | lambda_insulation_roof |  | 79
80 | lambda_insulation_topceiling |  | 80
81 | lambda_insulation_wall |  | 81
82 | lambda_insulation_floor |  | 82
83 | OB_type_intake_f_insulation |  | 83
84 | OB_f_insulation_roof |  | 84
85 | OB_f_insulation_topceiling |  | 85
86 | OB_f_insulation_wall |  | 86
87 | OB_f_insulation_floor |  | 87
88 | f_insulation_roof |  | 88
89 | f_insulation_topceiling |  | 89
90 | f_insulation_wall |  | 90
91 | f_insulation_floor |  | 91
92 | CB_win_1_pane |  | 92
93 | CB_win_2_panes |  | 93
94 | CB_win_3_panes |  | 94
95 | CB_win_iso |  | 95
96 | CB_win_therm |  | 96
97 | CB_win_frames_wood |  | 97
98 | CB_win_frames_plastic |  | 98
99 | CB_win_frames_metal |  | 99
100 | CB_frames_insulated |  | 100
101 | year_window |  | 101
102 | CB_roller_blind |  | 102
103 | CB_radiator_recess |  | 103
104 | OB_thermal_bridges |  | 104
105 | U_roof |  | 105
106 | U_topceiling |  | 106
107 | U_wall |  | 107
108 | U_floor |  | 108
109 | U_wall_soil |  | 109
110 | U_win |  | 110
111 | U_roller_blind_case |  | 111
112 | U_radiator_recess |  | 112
113 | g_win_orthogonal |  | 113
114 | F_shade |  | 114
115 | F_frame |  | 115
116 | OB_type_ref_area |  | 116
117 | OB_method_h |  | 117
118 |  |  | 118
119 |  |  | 119
120 |  |  | 120
121 |  |  | 121
122 |  |  | 122
123 |  |  | 123
124 |  |  | 124
125 |  |  | 125
126 |  |  | 126
127 |  |  | 127
128 |  |  | 128
129 |  |  | 129
130 |  |  | 130
131 |  |  | 131
132 |  |  | 132
133 |  |  | 133
134 |  |  | 134
135 |  |  | 135
136 |  |  | 136
137 |  |  | 137
138 |  |  | 138
139 |  |  | 139
140 |  |  | 140
141 |  |  | 141
142 |  |  | 142
143 |  |  | 143
144 |  |  | 144
145 |  |  | 145
146 |  |  | 146
147 |  |  | 147
148 |  |  | 148
149 |  |  | 149
150 |  |  | 150

## readme
Informationen zur Excel-Mappe "EnergyProfile.xls"
iwu/tl
Anleitung
Öffnen der Datei „EnergyProfile.xls“
Die Datei „EnergyProfile.xls“ wird geöffnet wie eine ganz normale Excel-Mappe. Nach dem Öffnen erscheinen zwei Eingabeaufforderungen:
Frage nach Makros: Klicken Sie immer auf „Makros aktivieren“
Frage nach dem Aktualisieren von automatischen Verknüpfungen: Klicken Sie immer auf „Nein“
Schließen der Datei „EnergyProfile.xls“
Beim Schließen von Excel erscheint die Frage: "Sollen die Änderungen in EnergyProfile.xls gespeichert werden", die Sie normalerweise mit ja beantworten. Die in der Datenbank abgelegten Datensätze werden in jedem Fall beim Schließen gespeichert.
Anleitung
Blatt „form general data“: Formular für allgemeine Gebäudedaten
Das Blatt "form general data" besitzt folgende Funktionen:
- Laden und Speichern eines Gebäudedatensatzes
- Eingabe allgemeiner Daten wie Adresse des Gebäudes
- Eingabe von grundlegenden Daten für die Erstellung des Energieausweises
Einstellungen
Excel-Berechnung
Im Bereich „Einstellungen“ kann umgeschaltet werden zwischen manueller Berechnung „Calculation Manual“ und automatischer Berechnung „Reset / Calculation Automatic“. Im Regelfall ist die automatische Berechnung eingeschaltet. Bei knappen Systemressourcen des Computers kann jedoch die Eingabe etwas Zeit beanspruchen, da nach jedem Eintrag die komplette Gebäudebilanz im Hintergrund gerechnet wird. Durch Umschalten auf manuell können Sie in diesem Fall die Eingabe von Daten erleichtern.
Falls einmal aus irgendeinem Grund ein Lade- oder Speichervorgang wegen eines Fehlers abgebrochen wird, klicken Sie bitte vor dem Weiterarbeiten auf die Taste „Reset / Calculation Automatic“.
Überwachungsfenster
Durch Klicken auf das Kästchen "Überwachung aktiv" kann ein Fenster eingeblendet werden, in dem aktuelle Ergebnisse der Berechnung kontinuierlich gezeigt werden. Es können 4 Größen aus einer Liste ausgewählt werden. Weiterhin ist es möglich eine Gebäudevariante auszuwählen, für die die entsprechenden Größen zum Vergleich angezeigt werden ("Vergleichsvariante").
Datensatz laden
Um einen bestimmten Datensatz zu laden, wählen Sie in der Datensatzliste die entsprechende Zeile aus und klicken Sie auf „markierten Datensatz laden“.
Filterfunktion
Die Filterfunktion erleichtert die Auswahl aus der Liste.
Über den Eintrag des Ortes und / oder der Straße können Sie die in Frage kommenden Datensätze leicht finden:
a) Eintrag des Straßennamens oder des Ortsnamens in die entsprechenden Filter-Felder
b) gewünschten Datensatz anklicken
c) auf Schaltfläche „Markierten Datensatz laden“ klicken.
Kennen Sie die Gebäude-Identifikation (Datensatz-Name / ID), dann können Sie ihn direkt in das entsprechende Feld des Filters eintragen:
a) Eintrag der Datensatz-ID in das entsprechende Filter-Feld (komplett oder teilweise)
b) gewünschten Datensatz anklicken
c) auf Schaltfläche „Markierten Datensatz laden“ klicken.
Datensatz speichern
Nach der Eingabe der Daten eines Gebäudes muss der Datensatz gespeichert werden. Hierzu wird im Blatt "form general data" einfach auf die entsprechende Schaltfläche geklickt.
Blatt „form building“: Formular Gebäude
Das Blatt "form building" dient der Eingabe der Daten zur Gebäudehülle
Bedienelemente
"Auswahl Variante": Auswahl der Variante, die bearbeitet werden soll. Üblicherweise ist die Variante 1 der Ist-Zustand des Gebäudes
"Namen eingeben / ändern": Festlegen des Anzeigenamens für die Variante: Tragen Sie diesen in das gelbe Feld ein. Er kann auch nachträglich noch geändert werden.
"Daten von anderer Variante kopieren": Nach dem Anlagen einer neuen Variante sind zunächst keine Daten vorhanden. Mit dem Aufruf "Daten von anderer Variante kopieren" holen Sie sich daher erst einmal einen Ausgangszustand (in der Regel die Variante 1). Die Eingaben für die aktuelle Variante werden jeweils unabhängig von anderen Varianten durchgeführt. Wird zum Beispiel in der Variante 1 (Ist-Zustand) eine Größe geändert, so wird dies nicht automatisch in den anderen Varianten übernommen.
"Calculation": Für die Schaltflächen Calculation "Automatic" und "Manual" gelten die bereits im Abschnitt "Einstellungen" gemachten Ausführungen.
Die Festlegungen für die Gebäudehülle erfolgen durch Eintrag in die gelben Felder bzw. Auswahl der Optionsfelder. Die Angaben zur beheizten Wohnfläche, zu den Nachbargebäuden, zur Beheizungssituation in Keller und Dach sowie die lichte Raumhöhe sind die Grundlage für die Flächenschätzung entsprechend dem Kurzverfahren Energieprofil (siehe unten).
Als U-Werte werden Standardwerte verwendet, die entsprechend dem Baualter des Gebäudes aus und der Konstruktionsart ausgewählt werden. Hierbei werden nachträglich durchgeführte Dämmmaßnahmen berücksichtigt. Ist für die Fenster (z.B. im Fall der Modernisierungsvariante) der U-Wert bekannt, so kann dieser auch direkt eingesetzt werden (die anderen Angaben sind in diesem Fall außer Kraft gesetzt).
Sollen als Grundlage für die Energieausweiserstellung die exakt ermittelten Hüllflächen verwendet werden, so muss durch Klicken auf das Kästchen der Bereich "Datenerhebung Details / EnEV-Vereinfachungen" aktiviert werden. Sowohl für die Flächendaten ("Geometrie") als auch für die U-Werte ("energetische Eigenschaften") kann über das entsprechende Auswahlmenü auf eine direkte Eingabe umgeschaltet werden (siehe auch Informationen zur Datenerhebung / Bilanzierung, unten).
Blatt „form system“: Formular Anlagentechnik
Das Blatt "form system" dient der Eingabe der Daten zum Heizsystem, zur Warmwasserbereitung und zur mechanischen Lüftungsanlage (falls vorhanden)
Sind in dem Gebäude mehrere verschiedene Heizsysteme vorhanden, kann dies durch entsprechendes zusätzliches Anklicken berücksichtigt werden. Die Deckungsanteile werden dabei automatisch festgelegt (z.B. bei zwei verschiedenen Wärmeerzeugern jeweils 50%). Die Aufteilung zwischen Zentralheizung (bzw. Etagenheizung) und Einzelöfen wird durch ein entsprechendes Optionsfeld zusätzlich bestimmt.
Unter dem Bereich "Warmwasserbereitung" können zur Information auch gemessene Energieverbrauchswerte eingegeben werden. Diese dienen jedoch einzig dem Vergleich mit dem berechneten Energiebedarf. Sie gehen nicht in die Berechnung ein und werden auch nicht für die Ausstellung des Energiebedarfsausweiserstellung verwendet.
Energieausweis erstellen
Wenn Sie alle Daten in den Blättern „form general data“, „form building“ und „form system“ eingetragen haben, können Sie den Energieausweis erstellen.
Hierzu gehen Sie in das Blatt „form general data“ in den Bereich „Daten für den Energieausweis nach EnEV“. Durch Klicken auf den entsprechenden Schalter werden die Daten in eine Datei vom Typ "*.depa“ exportiert. Aus dem Excel-Blatt heraus kann die EnEV-Formular-Applikation der Deutschen Energieagentur (dena) direkt gestartet werden.
Anleitung
Datenerhebung Hüllfläche
Numerische Eingabe von Flächen / EnEV-Nachweis und -Vereinfachungen
Für die Erstellung eines Energiebedarfsausweises nach EnEV werden die Hüllflächen des Gebäudes benötigt. Diese werden iim Regelfall auf der Basis der geometrischen Abmessungen des Gebäudes bestimmt. Im Bereich "Ermittlung der Hüllfläche" muss entsprechend die Einstellung "numerische Eingabe von Flächen" gewählt werden.
Gemäß EnEV können hierbei Vereinfachungen angewendet werden, vorzugsweise die in einer Bekanntmachung des Bundes veröffentlichten. Diese betreffen die Flächen von Fenstern, Rollladenkästen, Heizkörpernischen, Gauben, Kellerabgängen sowie Vor- und Rücksprüngen in der Fassade (bei Gauben und Kellerabgängen auch das Volumen). Hierzu muss im Bereich "Vereinfachungen Hüllfläche" die Einstellung "Vereinfachungen nach EnEV 2007 für Fenster, Gauben, Heizkörpernischen, Kellerabgänge etc." gewählt werden.
Flächenschätzung gemäß "Kurzverfahren Energieprofil" (KVEP)
Das KVEP-Flächenschätzverfahren wurde vom IWU entwickelt, um mit vertretbarem Aufwand größere Gebäudebestände energetisch zu bewerten, z.B. im Rahmen von Portfolio-Analysen von Wohnungsunternehmen. Anwendungen finden sich aber auch bei der Energie-Kurz-Beratung.
Ob die mit dem KVEP-Flächenschätzverfahren ermittelte Hüllfläche auch für die Erstellung des EnEV-Energieausweises herangezogen werden darf, ist derzeit nach Kenntnis des IWUs nicht geklärt. In der EnEV ist festgelegt, dass für die Vereinfachungen anerkannte Regeln der Technik verwendet werden müssen. Bei Verwendung der in der Bekanntmachung des Bundes veröffentlichten Vereinfachungen wird die Einhaltung dieser Regeln vermutet. Welche Regeln der Technik darüber hinaus zulässig sind, wird nicht dargelegt.
Die entsprechenden Passagen der EnEV im Wortlaut
EnEV § 17 (2)
(...)
Bei der Ermittlung der energetischen Eigenschaften des Wohngebäudes nach Satz 3 können die Bestimmungen über die vereinfachte Datenerhebung nach § 9 Abs. 2 Satz 2 und die Datenbereitstellung durch den Eigentümer nach Absatz 5 angewendet werden.
EnEV § 9 (2)
(...) Soweit
1. Angaben zu geometrischen Abmessungen von Gebäuden fehlen, können diese durch vereinfachtes Aufmaß ermittelt werden;
2. energetische Kennwerte für bestehende Bauteile und Anlagenkomponenten nicht vorliegen, können gesicherte Erfahrungswerte für Bauteile und Anlagenkomponenten vergleichbarer Altersklassen verwendet werden;
hierbei können anerkannte Regeln der Technik verwendet werden; die Einhaltung solcher Regeln wird vermutet, soweit Vereinfachungen für die Datenaufnahme und
die Ermittlung der energetischen Eigenschaften sowie gesicherte Erfahrungswerte verwendet werden, die vom Bundesministerium für Verkehr, Bau und Stadtentwicklung im Einvernehmen mit dem Bundesministerium für Wirtschaft und Technologie im Bundesanzeiger bekannt gemacht worden sind. Bei Anwendung der Verfahren nach § 3 Abs. 2 sind die Randbedingungen und Maßgaben nach Anlage 3 Nr. 8 zu beachten.
Datenerhebung U-Werte
Die in die Bilanzberechnung eingehenden U-Werte können auf verschiedenen Wegen festgelegt werden (Bereich "Datenerhebung Details" / "U-Werte"):
Numerische Eingabe der U-Werte
Sind die U-Werte für ein Gebäude bekannt (z.B. wenn ein Wärmeschutznachweis oder ein Energiebedarfsausweis vorliegt), so können diese direkt in die entsprechenden Felder eingegeben werden. Damit die eingegebenen Werte auch in die Berechnung eingehen, muss "numerische Eingabe der U-Werte" ausgewählt werden.
Festlegung über Gebäude-Baualter und Bauteilart (Optionsfelder) EnEV 2007-Werte
Bei Auswahl dieser Eingabemöglichkeit gehen die in der Bekanntmachung des Bundes tabellierten pauschalen U-Werte in die Berechnung ein. Diese hängen von der Baualtersklasse und von der Art des Bauteils (massiv, Holz) ab.
Festlegung über Gebäude-Baualter und Bauteilart (Optionsfelder) KVEP-Werte
Diese Auswahl aktiviert die KVEP-Werte, die sich nur geringfügig von den EnEV-Werten unterscheiden (Fenster bei neueren Gebäuden).
Datenerhebung Anlagentechnik
Durch Auswahl eines Systems werden die entsprechenden Kennwerte für Übergabe, Verteilung, Speicherung und Erzeugung in der Bilanzberechnung festgelegt. Diese basieren auf den in der Bekanntmachung des Bundes veröffentlichten Tabellen.
Im Expertenmodus kann auch eine Berechnung auf der Grundlage der Anlagenkennwerte des "Kurzverfahren Energieprofil" vorgenommen werden.
Bilanzmethode
Standardmäßig wird eine Bilanzierung entsprechend den Randbedingungen der EnEV 2007 für Bestandsgebäude vorgenommen (Heizperiodenbilanz).
Im Expertenmodus kann auch eine Berechnung gemäß den Randbedingungen des "Leitfaden Energiebewusste Gebäudeplanung" vorgenommen werden. Zu diesem Zweck ist es auch möglich die Energiebezugsfläche von der "Gebäudenutzfläche" A_N nach EnEV auf die reale Wohnfläche umzuschalten.
Darmstadt, den 17.06.2008
Institut Wohnen und Umwelt GmbH
Tobias Loga
Öffnen und schließen
Arbeitsblätter
Datenerhebung / Bilanzierung
Öffnen und schließen
Arbeitsblätter
Datenerhebung / Bilanzierung

## overview
EnergyProfile 2008 | [6 empty] | Arbeitsmappen und -blätter
iwu/tl
| Version: |  | 2009-05-06
[8 empty] | sheet_control_name_workbook | sheet_control_name_worksheet | sheet_control_show | sheet_control_show_standard | sheet_control_show_expert
| EnergyProfile.xls |  |  |  | Dateneingabe
| form general data |  |  |  | Allgemeine Daten
| form building |  |  |  | Eingabedaten Gebäude
| form system |  |  |  | Eingabedaten Anlagentechnik
| form economy |  |  |  | Eingabedaten Ökonomie |  |  | EnergyProfile.xls | form economy | TRUE |  | TRUE
| variants |  |  |  | Übersicht Varianten und Editiermöglichkeit |  |  | EnergyProfile.xls | variants | TRUE |  | TRUE
| EProf-Data.xls |  |  |  | Gespeicherte Gebäude-Datensätze |  |  | EProf-Data.xls |  | TRUE
| EProf-Templates.xls |  |  |  | Vorlagen für Berechnungsmethoden und Maßnahmen |  |  | EProf-Templates.xls |  | TRUE |  | FALSE
| EProf-Calc.xls |  |  |  | Berechnung Energiebilanzen |  |  | EProf-Calc.xls |  | TRUE
| EProf-Economy.xls |  |  |  | Berechnung Wirtschaftlichkeit |  |  | EProf-Economy.xls |  | TRUE |  | FALSE
[8 empty] | EnergyProfile.xls | tasks
[8 empty] | EnergyProfile.xls | interface economy | TRUE |  | TRUE
[8 empty] | EnergyProfile.xls | list datasets
[8 empty] | EnergyProfile.xls | lists
[8 empty] | EnergyProfile.xls | control intern
[8 empty] | EnergyProfile.xls | data in transform
[8 empty] | EnergyProfile.xls | default
[8 empty] | EnergyProfile.xls | data out
[8 empty] | EnergyProfile.xls | control monitor
[8 empty] | EnergyProfile.xls | charts
Interface-Ausweis.xls
Standard
|  | Experte |  | Passwort: | *****
Überwachung
Vergleichsvariante
Einblenden .
Bearbeitungsmodus
Überwachung aktiv
4
Anzahl Überwachungen
Fensterposition zurücksetzen
Apply

## form general data
overview
| Einstellungen | [32 empty] | standard | experte
| Excel Berechnung | [31 empty] | show_rows_form_general_preparation |  |  | show_rows_form_general
TRUE
[36 empty] | TRUE | [6 empty] | 1
[36 empty] | TRUE |  | form_datafields_general
[36 empty] | TRUE | [6 empty] | German | German | English
| Überwachungsfenster | [30 empty] | Monitor |  |  |  | TRUE | [6 empty] | Gebäude: Bahnhofstr. 214 Bahnhofsgebiet, 63263 Neu-Isenburg | Gebäude: Bahnhofstr. 214 Bahnhofsgebiet, 63263 Neu-Isenburg | Building: Bahnhofstr. 214 Bahnhofsgebiet, 63263 Neu-Isenburg
[36 empty] | TRUE | [6 empty] | Kurzverfahren Energieprofil | Kurzverfahren Energieprofil | Simplified Energy Profile Procedure
[36 empty] | TRUE | [6 empty] | Allgemeine Daten | Allgemeine Daten | General data
[36 empty] | TRUE | [6 empty] | Gebäude | Gebäude | Building
|  | Vergleichsvariante | [33 empty] | TRUE | 1 | ID | KVEP-VOK-5000.S2620.001 |  |  |  |  | Datensatz-Identifikation
[36 empty] | TRUE | 2 | date | 2026-07-29 02:20 |  |  |  |  | Datum
[36 empty] | TRUE | 3 | date_dataset_intake | 39612 |  |  |  | Datum der Aufnahme des Datensatzes | Datum der Aufnahme des Datensatzes
[36 empty] | TRUE | 4 | status_dataset | NH Bestand |  |  |  | Status des Datensatzes | Status des Datensatzes
[36 empty] | 1 | 5 | Fb_ID |  |  |  |  | Fragebogen ID (derzeit nicht verwendet) | Fragebogen ID (derzeit nicht verwendet)
| Neues Projekt / Laden von Vorlagen | [34 empty] | 1 | 6 | bu_post_code | 63263 |  |  |  | PLZ | PLZ | post code
[36 empty] | 1 | 7 | bu_city | Neu-Isenburg |  |  |  | Ort | Ort | city
|  | Auswahl Vorlage |  |  |  |  | NH-Typgebäude III - Mauerwerksbau bis 1948 | [28 empty] | 1 | 8 | bu_location_details1 | Bahnhofstr. 214 |  |  |  | Straße, Hausnummer | Straße, Hausnummer | street, No.
[7 empty] | '[EProf-Templates.xls]DB Templates General'!$A$11:$A$1010 | [28 empty] | 1 | 9 | bu_location_details2 | Bahnhofsgebiet |  |  |  | weitere Angaben Adresse | weitere Angaben Adresse | further details address
[36 empty] | 1 | 10 | bu_location_details3 | Auswahl Studie "Energieverbrachsbenchmarks" |  |  |  | weitere Angaben | weitere Angaben | further details
[36 empty] | TRUE | 11 | bu_remarks | Modernisierung 1999 |  |  |  | Anmerkungen | Anmerkungen | remarks
[36 empty] | TRUE | [6 empty] | Eigentümer | Eigentümer | owner
| Laden | [34 empty] | TRUE | 12 | ow_name | Unternehmensgruppe Nassauische Heimstätte / Wohnstadt |  |  |  | Name | Name | name
[36 empty] | TRUE | 13 | ow_post_code | 60596 |  |  |  | PLZ | PLZ | post code
|  | Filter | [33 empty] | TRUE | 14 | ow_city | Frankfurt am Main |  |  |  | Ort | Ort | city
|  | Datensatz-Name (ID) | [33 empty] | TRUE | 15 | ow_location_details1 | Schaumainkai 47 |  |  |  | Straße, Hausnummer | Straße, Hausnummer | street, No.
|  | Datum | [33 empty] | TRUE | 16 | ow_location_details2 | OF |  |  |  | weitere Angaben Adresse | weitere Angaben Adresse | further details address
|  | Status Datensatz | [33 empty] | 1 | 17 | ow_location_details3 | 231 |  |  |  | weitere Angaben | weitere Angaben | further details
|  | Ort | [33 empty] | TRUE | 18 | ow_remarks |  |  |  |  | Anmerkungen zum Eigentümer | Anmerkungen zum Eigentümer | owner remarks
|  | Straße und Hausnummer | [33 empty] | TRUE | 19 | is_institution | Unternehmensgruppe NH / Wohnstadt |  |  |  | Firma | Firma | Institution
[36 empty] | TRUE | 20 | is_name | Dipl. Ing. H. Lehmann |  |  |  | Name | Name | name
[36 empty] | TRUE | 21 | is_post_code | 63065 |  |  |  | PLZ | PLZ | post code
[36 empty] | TRUE | 22 | is_city | Offenbach |  |  |  | Ort | Ort | city
[36 empty] | TRUE | 23 | is_location_details1 | Herrnstraße 53 |  |  |  | Straße, Hausnummer | Straße, Hausnummer | street, No.
[36 empty] | TRUE | 24 | is_location_details2 |  |  |  |  | weitere Angaben Adresse | weitere Angaben Adresse | further details address
[36 empty] | TRUE | 25 | is_location_details3 |  |  |  |  | weitere Angaben | weitere Angaben | further details
[36 empty] | TRUE | 26 | is_remarks |  |  |  |  | Anmerkungen | Anmerkungen | remarks
[36 empty] | TRUE | 27 | is_phone | 069 / 800 840 3229 |  |  |  | Telefon-Nr. | Telefon-Nr. | telephone
[36 empty] | TRUE | 28 | is_email | helmut.lehmann@naheimst.de |  |  |  | E-Mail | E-Mail | e-mail
[36 empty] | TRUE | 29 | admin1 | 5000 |  |  |  | Verwaltung Info 1 | Verwaltung Info 1 | administration information 1
[36 empty] | TRUE | 30 | title_admin1 | Buchungskreis |  |  |  | Titel Verwaltung Info 1 | Titel Verwaltung Info 1 | title administration information 1
[36 empty] | TRUE | 31 | admin2 | S2620 |  |  |  | Verwaltung Info 2 | Verwaltung Info 2 | administration information 2
[36 empty] | TRUE | 32 | title_admin2 | Wirtschaftseinheit |  |  |  | Titel Verwaltung Info 2 | Titel Verwaltung Info 2 | title administration information 2
[36 empty] | TRUE | 33 | admin3 | 1 |  |  |  | Verwaltung Info 3 | Verwaltung Info 3 | administration information 3
[36 empty] | TRUE | 34 | title_admin3 | Block-Nummer |  |  |  | Titel Verwaltung Info 3 | Titel Verwaltung Info 3 | title administration information 3
[36 empty] | TRUE | 35 | admin4 |  |  |  |  | Verwaltung Info 4 | Verwaltung Info 4 | administration information 4
|  |  | Datensatz aus Datenbank laden: KVEP-VOK-5000.S2293.001 - 04.09.2018 13:43:19 - Dreieich - Gravenbruchstraße 21 | [32 empty] | TRUE | 36 | title_admin4 |  |  |  |  | Titel Verwaltung Info 4 | Titel Verwaltung Info 4 | title administration information 4
[36 empty] | TRUE | 37 | admin5 |  |  |  |  | Verwaltung Info 5 | Verwaltung Info 5 | administration information 5
[36 empty] | TRUE | 38 | title_admin5 |  |  |  |  | Titel Verwaltung Info 5 | Titel Verwaltung Info 5 | title administration information 5
| Speichern | [34 empty] | TRUE | 39 | admin6 |  |  |  |  | Verwaltung Info 6 | Verwaltung Info 6 | administration information 6
[36 empty] | TRUE | 40 | title_admin6 |  |  |  |  | Titel Verwaltung Info 6 | Titel Verwaltung Info 6 | title administration information 6
|  |  | Datensatz-Name (ID) | [32 empty] | TRUE | 41 | admin7 |  |  |  |  | Verwaltung Info 7 | Verwaltung Info 7 | administration information 7
| NEW |  | KVEP-VOK-5000.S2620.001 | [32 empty] | TRUE | 42 | title_admin7 |  |  |  |  | Titel Verwaltung Info 7 | Titel Verwaltung Info 7 | title administration information 7
[36 empty] | TRUE | 43 | admin8 |  |  |  |  | Verwaltung Info 8 | Verwaltung Info 8 | administration information 8
[36 empty] | TRUE | 44 | title_admin8 |  |  |  |  | Titel Verwaltung Info 8 | Titel Verwaltung Info 8 | title administration information 8
[36 empty] | TRUE | 45 | admin9 |  |  |  |  | Verwaltung Info 9 | Verwaltung Info 9 | administration information 9
[36 empty] | TRUE | 46 | title_admin9 |  |  |  |  | Titel Verwaltung Info 9 | Titel Verwaltung Info 9 | title administration information 9
[36 empty] | 1 | 47 | admin10 |  |  |  |  | Verwaltung Info 10 | Verwaltung Info 10 | administration information 10
| Varianten-Definition / Laden von Vorlagen | [34 empty] | 1 | 48 | title_admin10 |  |  |  |  | Titel Verwaltung Info 10 | Titel Verwaltung Info 10 | title administration information 10
1
[10 empty] | Import von anderer Variante | [25 empty] | 1 | 49 | NrVar_EnEV_Mod_Ref | 1 |  |  |  | Varianten-Nr. für Referenz | Varianten-Nr. für Referenz
[10 empty] | form | [25 empty] | 1 | 50 | NrVar_EnEV_Mod_Var_1 | 2 |  |  |  | Varianten-Nr. für erste EnEV-Modernisierungsvariante | Varianten-Nr. für erste EnEV-Modernisierungsvariante
[9 empty] | building . | system . | economy . |  |  | vordefinierte | [13 empty] | vordefinierte | [7 empty] | 1 | 51 | NrVar_EnEV_Mod_Var_2 | 3 |  |  |  | Varianten-Nr. für zweite EnEV-Modernisierungsvariante | Varianten-Nr. für zweite EnEV-Modernisierungsvariante
|  |  |  | Vorgabe | [9 empty] | Methode | [13 empty] | Maßnahme bzw. Maßnahmenkombination | [7 empty] | 1 | 52 | EnEV_Objekt_Typ | Mehrfamilienhaus |  |  |  | EnEV Objekt-Typ | EnEV Objekt-Typ
| inklusive |  |  | Name Variante | [31 empty] | 1
|  |  | Var. 1 | [32 empty] | 1 | [6 empty] | Anlass der Ausstellung | Anlass der Ausstellung
|  |  | Var. 2 | [32 empty] | 1 | 53 | Ausstellgrund_Neubau |  |  |  |  | Neubau | Neubau
|  |  | Var. 3 | [32 empty] | 1 | 54 | Ausstellgrund_Vermietung |  |  |  |  | Vermietung | Vermietung
|  |  | Var. 4 | [32 empty] | 1 | 55 | Ausstellgrund_Modernisierung |  |  |  |  | Modernisierung | Modernisierung
|  |  | Var. 5 | [32 empty] | 1 | 56 | Ausstellgrund_Sonstiges |  |  |  |  | Sonstiges (freiwillig) | Sonstiges (freiwillig)
|  |  | Var. 6 | [32 empty] | 1 | 57 | Ermittlung_durch_Energiebedarf | TRUE |  |  |  | Grundlage der Erstellung: Energiebedarf | Grundlage der Erstellung: Energiebedarf
|  |  | Var. 7 | [32 empty] | 1 | 58 | Ermittlung_durch_Energieverbrauch |  |  |  |  | Grundlage der Erstellung: Energieverbrauch | Grundlage der Erstellung: Energieverbrauch
|  |  | Var. 8 | [32 empty] | 1 | 59 | HinweiseZusatzInfos |  |  |  |  | zusätzliche Informationen zur energetischen Qualität beigefügt | zusätzliche Informationen zur energetischen Qualität beigefügt
[36 empty] | 1 | 60 | Aussteller_AusgabeArt |  |  |  |  | Ausgabe des Aussteller-Logos (statt Anschrift) | Ausgabe des Aussteller-Logos (statt Anschrift)
[36 empty] | 1 | 61 | Datenerhebung_Eigentuemer | TRUE |  |  |  | Datenerhebung durch Eigentümer | Datenerhebung durch Eigentümer
[36 empty] | 1 | 62 | Datenerhebung_Aussteller | TRUE |  |  |  | Datenerhebung durch Aussteller | Datenerhebung durch Aussteller
1
[36 empty] | 1 | 63 | DenaAusstellerNr |  |  |  |  | Dena Aussteller-Nr. | Dena Aussteller-Nr.
| Stapelverarbeitung Datensätze | [34 empty] | 1
[36 empty] | 1 | 64 | AusstellerLogo_Pfad |  |  |  |  | Aussteller-Logo: Pfad und Dateiname | Aussteller-Logo: Pfad und Dateiname
| i_current_dataset_start | [34 empty] | 1 | 65 | GebaeudeFoto_Pfad |  |  |  |  | Gebäude-Foto: Pfad und Dateiname | Gebäude-Foto: Pfad und Dateiname
| 56 |  | KVEP-VOK-5000.S2620.001 - 04.09.2018 13:50:58 - Neu-Isenburg - Bahnhofstr. 214 | [32 empty] | 1
| NEW | [34 empty] | 1 | 66 | ErneuerbareEnergien_Einsetzbarkeit |  |  |  |  | Einsetzbarkeit alternativer Energieversorgungssysteme nach §5 EnEV vor Baubeginn geprüft | Einsetzbarkeit alternativer Energieversorgungssysteme nach §5 EnEV vor Baubeginn geprüft
| i_current_dataset_stop | [34 empty] | 1 | 67 | ErneuerbareEnergien_Heizung |  |  |  |  | Nutzung für: Heizung | Nutzung für: Heizung
| 56 |  | KVEP-VOK-5000.S2620.001 - 04.09.2018 13:50:58 - Neu-Isenburg - Bahnhofstr. 214 | [32 empty] | 1 | 68 | ErneuerbareEnergien_Warmwasser |  |  |  |  | Nutzung für: Warmwasser | Nutzung für: Warmwasser
[36 empty] | 1 | 69 | ErneuerbareEnergien_Lueftung |  |  |  |  | Nutzung für: Lüftung | Nutzung für: Lüftung
[36 empty] | 1 | 70 | ErneuerbareEnergien_Kuehlung |  |  |  |  | Nutzung für: Kühlung | Nutzung für: Kühlung
1
[36 empty] | 1 | 71 | Empfehlungen_moeglich | FALSE |  |  |  | Empfehlungen zur kostengünstigen Modernisierung sind möglich | Empfehlungen zur kostengünstigen Modernisierung sind möglich
1
TRUE
[36 empty] | TRUE | 72 | Empfehlungen_Bau_Anlagenteil_1 | - |  |  |  | Bau- oder Anlagenteil 1 | Bau- oder Anlagenteil 1
Kurzverfahren Energieprofil | [30 empty] | Allgemeine Daten |  |  |  |  | TRUE | 73 | Empfehlungen_Bau_Anlagenteil_2 | - |  |  |  | Bau- oder Anlagenteil 2 | Bau- oder Anlagenteil 2
[36 empty] | TRUE | 74 | Empfehlungen_Bau_Anlagenteil_3 | - |  |  |  | Bau- oder Anlagenteil 3 | Bau- oder Anlagenteil 3
Speicherdatum Datensatz | [6 empty] | 2019-05-16 11:44 | [28 empty] | TRUE | 75 | Empfehlungen_Bau_Anlagenteil_4 |  |  |  |  | Bau- oder Anlagenteil 4 | Bau- oder Anlagenteil 4
Datum der Aufnahme in Datenbank | [6 empty] | 2008-06-13 | [28 empty] | TRUE | 76 | Empfehlungen_Bau_Anlagenteil_5 |  |  |  |  | Bau- oder Anlagenteil 5 | Bau- oder Anlagenteil 5
[36 empty] | TRUE | 77 | Empfehlungen_Bau_Anlagenteil_6 |  |  |  |  | Bau- oder Anlagenteil 6 | Bau- oder Anlagenteil 6
ID Datensatz | [6 empty] | KVEP-VOK-5000.S2620.001 | [28 empty] | TRUE | 78 | Empfehlungen_Bau_Anlagenteil_7 |  |  |  |  | Bau- oder Anlagenteil 7 | Bau- oder Anlagenteil 7
Status des Datensatzes | [6 empty] | NH Bestand | [28 empty] | 1 | 79 | Empfehlungen_Bau_Anlagenteil_8 |  |  |  |  | Bau- oder Anlagenteil 8 | Bau- oder Anlagenteil 8
[36 empty] | 1 | 80 | Empfehlungen_Bau_Anlagenteil_9 |  |  |  |  | Bau- oder Anlagenteil 9 | Bau- oder Anlagenteil 9
ID Fragebogen | [35 empty] | 1 | 81 | Empfehlungen_Bau_Anlagenteil_10 |  |  |  |  | Bau- oder Anlagenteil 10 | Bau- oder Anlagenteil 10
[36 empty] | 1 | 82 | Empfehlungen_Bau_Anlagenteil_11 |  |  |  |  | Bau- oder Anlagenteil 11 | Bau- oder Anlagenteil 11
[36 empty] | 1 | 83 | Empfehlungen_Bau_Anlagenteil_12 |  |  |  |  | Bau- oder Anlagenteil 12 | Bau- oder Anlagenteil 12
[36 empty] | TRUE | 84 | Empfehlungen_Bau_Anlagenteil_13 |  |  |  |  | Bau- oder Anlagenteil 13 | Bau- oder Anlagenteil 13
Gebäude | [35 empty] | TRUE | 85 | Empfehlungen_Bau_Anlagenteil_14 |  |  |  |  | Bau- oder Anlagenteil 14 | Bau- oder Anlagenteil 14
| Straße, Hausnummer | [5 empty] | Bahnhofstr. 214 | [28 empty] | TRUE | 86 | Empfehlungen_Bau_Anlagenteil_15 |  |  |  |  | Bau- oder Anlagenteil 15 | Bau- oder Anlagenteil 15
| weitere Angaben Adresse | [5 empty] | Bahnhofsgebiet | [28 empty] | 1 | 87 | Empfehlungen_Bau_Anlagenteil_16 |  |  |  |  | Bau- oder Anlagenteil 16 | Bau- oder Anlagenteil 16
| PLZ | [5 empty] | 63263 | [28 empty] | TRUE | 88 | Empfehlungen_Bau_Anlagenteil_17 |  |  |  |  | Bau- oder Anlagenteil 17 | Bau- oder Anlagenteil 17
| Ort | [5 empty] | Neu-Isenburg | [28 empty] | TRUE | 89 | Empfehlungen_Bau_Anlagenteil_18 |  |  |  |  | Bau- oder Anlagenteil 18 | Bau- oder Anlagenteil 18
[36 empty] | TRUE | 90 | Empfehlungen_Bau_Anlagenteil_19 |  |  |  |  | Bau- oder Anlagenteil 19 | Bau- oder Anlagenteil 19
weitere Angaben Standort | [6 empty] | Auswahl Studie "Energieverbrachsbenchmarks" | [28 empty] | TRUE | 91 | Empfehlungen_Bau_Anlagenteil_20 |  |  |  |  | Bau- oder Anlagenteil 20 | Bau- oder Anlagenteil 20
Bearbeitungsvermerke | [6 empty] | Modernisierung 1999 | [28 empty] | TRUE | 92 | Empfehlungen_Bau_Anlagenteil_21 |  |  |  |  | Bau- oder Anlagenteil 21 | Bau- oder Anlagenteil 21
[36 empty] | TRUE | 93 | Empfehlungen_Bau_Anlagenteil_22 |  |  |  |  | Bau- oder Anlagenteil 22 | Bau- oder Anlagenteil 22
[36 empty] | TRUE | 94 | Empfehlungen_Bau_Anlagenteil_23 |  |  |  |  | Bau- oder Anlagenteil 23 | Bau- oder Anlagenteil 23
Eigentümer | [35 empty] | TRUE | 95 | Empfehlungen_Bau_Anlagenteil_24 |  |  |  |  | Bau- oder Anlagenteil 24 | Bau- oder Anlagenteil 24
| Name | [5 empty] | Unternehmensgruppe Nassauische Heimstätte / Wohnstadt | [28 empty] | TRUE | 96 | Empfehlungen_Bau_Anlagenteil_25 |  |  |  |  | Bau- oder Anlagenteil 25 | Bau- oder Anlagenteil 25
| Straße, Hausnummer | [5 empty] | Schaumainkai 47 | [28 empty] | TRUE | 97 | Empfehlungen_Bau_Anlagenteil_26 |  |  |  |  | Bau- oder Anlagenteil 26 | Bau- oder Anlagenteil 26
| weitere Angaben Adresse | [5 empty] | OF | [28 empty] | 1 | 98 | Empfehlungen_Bau_Anlagenteil_27 |  |  |  |  | Bau- oder Anlagenteil 27 | Bau- oder Anlagenteil 27
| PLZ | [5 empty] | 60596 | [28 empty] | TRUE | 99 | Empfehlungen_Bau_Anlagenteil_28 |  |  |  |  | Bau- oder Anlagenteil 28 | Bau- oder Anlagenteil 28
| Ort | [5 empty] | Frankfurt am Main | [28 empty] | TRUE | 100 | Empfehlungen_Bau_Anlagenteil_29 |  |  |  |  | Bau- oder Anlagenteil 29 | Bau- oder Anlagenteil 29
[36 empty] | 1 | 101 | Empfehlungen_Bau_Anlagenteil_30 |  |  |  |  | Bau- oder Anlagenteil 30 | Bau- oder Anlagenteil 30
weitere Angaben Eigentümer | [6 empty] | 231 | [28 empty] | 1 | 102 | Empfehlungen_Bau_Anlagenteil_31 |  |  |  |  | Bau- oder Anlagenteil 31 | Bau- oder Anlagenteil 31
Anmerkungen zum Eigentümer | [35 empty] | 1 | 103 | Empfehlungen_Bau_Anlagenteil_32 |  |  |  |  | Bau- oder Anlagenteil 32 | Bau- oder Anlagenteil 32
TRUE
[36 empty] | TRUE | 104 | Empfehlungen_Massnahmen_1 | - |  |  |  | Maßnahmenbeschreibung 1 | Maßnahmenbeschreibung 1
Bearbeiter | [35 empty] | TRUE | 105 | Empfehlungen_Massnahmen_2 | - |  |  |  | Maßnahmenbeschreibung 2 | Maßnahmenbeschreibung 2
| Firma | [5 empty] | Unternehmensgruppe NH / Wohnstadt | [28 empty] | TRUE | 106 | Empfehlungen_Massnahmen_3 | - |  |  |  | Maßnahmenbeschreibung 3 | Maßnahmenbeschreibung 3
| Name | [5 empty] | Dipl. Ing. H. Lehmann | [28 empty] | TRUE | 107 | Empfehlungen_Massnahmen_4 |  |  |  |  | Maßnahmenbeschreibung 4 | Maßnahmenbeschreibung 4
| Straße, Hausnummer | [5 empty] | Herrnstraße 53 | [28 empty] | TRUE | 108 | Empfehlungen_Massnahmen_5 |  |  |  |  | Maßnahmenbeschreibung 5 | Maßnahmenbeschreibung 5
| weitere Angaben Adresse | [34 empty] | 1 | 109 | Empfehlungen_Massnahmen_6 |  |  |  |  | Maßnahmenbeschreibung 6 | Maßnahmenbeschreibung 6
| PLZ | [5 empty] | 63065 | [28 empty] | TRUE | 110 | Empfehlungen_Massnahmen_7 |  |  |  |  | Maßnahmenbeschreibung 7 | Maßnahmenbeschreibung 7
| Ort | [5 empty] | Offenbach | [28 empty] | TRUE | 111 | Empfehlungen_Massnahmen_8 |  |  |  |  | Maßnahmenbeschreibung 8 | Maßnahmenbeschreibung 8
| Telefon | [5 empty] | 069 / 800 840 3229 | [28 empty] | TRUE | 112 | Empfehlungen_Massnahmen_9 |  |  |  |  | Maßnahmenbeschreibung 9 | Maßnahmenbeschreibung 9
| e-mail | [5 empty] | helmut.lehmann@naheimst.de | [28 empty] | TRUE | 113 | Empfehlungen_Massnahmen_10 |  |  |  |  | Maßnahmenbeschreibung 10 | Maßnahmenbeschreibung 10
[36 empty] | 1 | 114 | Empfehlungen_Massnahmen_11 |  |  |  |  | Maßnahmenbeschreibung 11 | Maßnahmenbeschreibung 11
[36 empty] | 1 | 115 | Empfehlungen_Massnahmen_12 |  |  |  |  | Maßnahmenbeschreibung 12 | Maßnahmenbeschreibung 12
weitere Angaben Bearbeiter | [35 empty] | 1 | 116 | Empfehlungen_Massnahmen_13 |  |  |  |  | Maßnahmenbeschreibung 13 | Maßnahmenbeschreibung 13
Anmerkungen zum Bearbeiter | [35 empty] | 1 | 117 | Empfehlungen_Massnahmen_14 |  |  |  |  | Maßnahmenbeschreibung 14 | Maßnahmenbeschreibung 14
[36 empty] | TRUE | 118 | Empfehlungen_Massnahmen_15 |  |  |  |  | Maßnahmenbeschreibung 15 | Maßnahmenbeschreibung 15
Verwaltung | [35 empty] | TRUE | 119 | Empfehlungen_Massnahmen_16 |  |  |  |  | Maßnahmenbeschreibung 16 | Maßnahmenbeschreibung 16
| Buchungskreis | [5 empty] | 5000 | [28 empty] | TRUE | 120 | Empfehlungen_Massnahmen_17 |  |  |  |  | Maßnahmenbeschreibung 17 | Maßnahmenbeschreibung 17
| Wirtschaftseinheit | [5 empty] | S2620 | [28 empty] | TRUE | 121 | Empfehlungen_Massnahmen_18 |  |  |  |  | Maßnahmenbeschreibung 18 | Maßnahmenbeschreibung 18
| Block-Nummer | [5 empty] | 1 | [28 empty] | TRUE | 122 | Empfehlungen_Massnahmen_19 |  |  |  |  | Maßnahmenbeschreibung 19 | Maßnahmenbeschreibung 19
[36 empty] | 1 | 123 | Empfehlungen_Massnahmen_20 |  |  |  |  | Maßnahmenbeschreibung 20 | Maßnahmenbeschreibung 20
[36 empty] | 1 | 124 | Empfehlungen_Massnahmen_21 |  |  |  |  | Maßnahmenbeschreibung 21 | Maßnahmenbeschreibung 21
[36 empty] | 1 | 125 | Empfehlungen_Massnahmen_22 |  |  |  |  | Maßnahmenbeschreibung 22 | Maßnahmenbeschreibung 22
[36 empty] | 1 | 126 | Empfehlungen_Massnahmen_23 |  |  |  |  | Maßnahmenbeschreibung 23 | Maßnahmenbeschreibung 23
[36 empty] | 1 | 127 | Empfehlungen_Massnahmen_24 |  |  |  |  | Maßnahmenbeschreibung 24 | Maßnahmenbeschreibung 24
[36 empty] | 1 | 128 | Empfehlungen_Massnahmen_25 |  |  |  |  | Maßnahmenbeschreibung 25 | Maßnahmenbeschreibung 25
[36 empty] | 1 | 129 | Empfehlungen_Massnahmen_26 |  |  |  |  | Maßnahmenbeschreibung 26 | Maßnahmenbeschreibung 26
[36 empty] | TRUE | 130 | Empfehlungen_Massnahmen_27 |  |  |  |  | Maßnahmenbeschreibung 27 | Maßnahmenbeschreibung 27
[36 empty] | TRUE | 131 | Empfehlungen_Massnahmen_28 |  |  |  |  | Maßnahmenbeschreibung 28 | Maßnahmenbeschreibung 28
Daten für den Energieausweis nach EnEV | [35 empty] | TRUE | 132 | Empfehlungen_Massnahmen_29 |  |  |  |  | Maßnahmenbeschreibung 29 | Maßnahmenbeschreibung 29
[36 empty] | TRUE | 133 | Empfehlungen_Massnahmen_30 |  |  |  |  | Maßnahmenbeschreibung 30 | Maßnahmenbeschreibung 30
| Einstellungen | [34 empty] | 1 | 134 | Empfehlungen_Massnahmen_31 |  |  |  |  | Maßnahmenbeschreibung 31 | Maßnahmenbeschreibung 31
|  | Name Formular-Applikation |  |  |  |  | Energieausweis_FA.exe | [28 empty] | 1 | 135 | Empfehlungen_Massnahmen_32 |  |  |  |  | Maßnahmenbeschreibung 32 | Maßnahmenbeschreibung 32
|  | Pfadname Formularapplikation |  |  |  |  | c:\Programme\dena Energieausweis Formularapplikation | [28 empty] | 1
|  | Pfadname depa-Datei |  |  |  |  | c:\Programme\dena Energieausweis Formularapplikation\Archiv_WG | [28 empty] | 1 | 136 | Vergleich_gemaessNummern_1 |  |  |  |  | EnEV-Variante 1: Modernisierung gemäß Nummern | EnEV-Variante 1: Modernisierung gemäß Nummern
|  | Name depa-Datei |  |  |  |  | KVEP-VOK-5000.S2620.001.depa | [28 empty] | 1 | 137 | Vergleich_gemaessNummern_2 |  |  |  |  | EnEV-Variante 2: Modernisierung gemäß Nummern | EnEV-Variante 2: Modernisierung gemäß Nummern
TRUE
| Energieausweis erstellen | [34 empty] | TRUE | 138 | Batch_incl_Var1
[36 empty] | TRUE | 139 | Batch_incl_Var2
[36 empty] | TRUE | 140 | Batch_incl_Var3
[36 empty] | TRUE | 141 | Batch_incl_Var4
[36 empty] | TRUE | 142 | Batch_incl_Var5
[36 empty] | TRUE | 143 | Batch_incl_Var6
| Objekttyp | [5 empty] | Mehrfamilienhaus | [28 empty] | TRUE | 144 | Batch_incl_Var7
[36 empty] | TRUE | 145 | Batch_incl_Var8
| Anlass der Ausstellung | [15 empty] | Grundlage der Erstellung | [18 empty] | TRUE | 146 | Batch_incl_Var9
|  |  | Neubau | [15 empty] | Energiebedarf | [16 empty] | TRUE | 147 | Batch_incl_Var10
|  |  | Vermietung / Verkauf | [15 empty] | Energieverbrauch | [16 empty] | TRUE | 148 | auto_name_var1
|  |  | Modernisierung (Änderung / Erweiterung) | [32 empty] | TRUE | 149 | auto_name_var2
|  |  | Sonstiges (frewillig) | [15 empty] | zusätzliche Informationen | [16 empty] | TRUE | 150 | auto_name_var3
[19 empty] | zur energetischen Qualität beigefügt | [16 empty] | TRUE | 151 | auto_name_var4
| Datenerhebung | [34 empty] | TRUE | 152 | auto_name_var5
|  |  | durch Eigentümer | [32 empty] | TRUE | 153 | auto_name_var6
|  |  | durch Aussteller | [32 empty] | TRUE | 154 | auto_name_var7
[36 empty] | TRUE | 155 | auto_name_var8
| Aussteller | [34 empty] | 1 | 156 | auto_name_var9
|  | Adresse siehe oben (Bearbeter) | [33 empty] | 1 | 157 | auto_name_var10
|  | Dena Aussteller-Nr. |  |  |  | DenaAusstellerNr | [29 empty] | 1 | 158 | auto_import_var_form_building_var1
|  |  | Ausgabe des Aussteller-Logos (statt Anschrift) | [32 empty] | 1 | 159 | auto_import_var_form_building_var2
[7 empty] | Pfad und Dateiname | [28 empty] | 1 | 160 | auto_import_var_form_building_var3
|  | Aussteller-Logo |  |  |  | AusstellerLogo_Pfad | [29 empty] | 1 | 161 | auto_import_var_form_building_var4
|  | Gebaeude-Foto |  |  |  | GebaeudeFoto_Pfad | [29 empty] | 1 | 162 | auto_import_var_form_building_var5
[36 empty] | TRUE | 163 | auto_import_var_form_building_var6
| Erneuerbare Energien | [34 empty] | TRUE | 164 | auto_import_var_form_building_var7
|  |  | Einsetzbarkeit alternativer Energieversorgungssysteme nach §5 EnEV vor Baubeginn geprüft | [32 empty] | TRUE | 165 | auto_import_var_form_building_var8
|  | Nutzung für: | [33 empty] | TRUE | 166 | auto_import_var_form_building_var9
|  |  | Heizung |  | Warmwasser | [5 empty] | Lüftung | [5 empty] | Kühlung | [18 empty] | TRUE | 167 | auto_import_var_form_building_var10
[36 empty] | TRUE | 168 | auto_import_var_form_system_var1
| Empfehlungen zur kostengünstigen Modernisierung | [34 empty] | TRUE | 169 | auto_import_var_form_system_var2 | [7 empty] | #N/A | list_datasets_methods_ID
|  |  | sind möglich | [32 empty] | TRUE | 170 | auto_import_var_form_system_var3 | [7 empty] | #N/A | list_datasets_methods_ID
[36 empty] | TRUE | 171 | auto_import_var_form_system_var4 | [7 empty] | #N/A | list_datasets_methods_ID
[7 empty] | Berechnungsvariante | [15 empty] | Modernisierung gemäß | [12 empty] | TRUE | 172 | auto_import_var_form_system_var5 | [7 empty] | #N/A | list_datasets_methods_ID
|  | Ist-Zustand | [20 empty] | Nummern (siehe Liste unten) | [12 empty] | TRUE | 173 | auto_import_var_form_system_var6 | [7 empty] | #N/A | list_datasets_methods_ID
|  | Modernisierungsvariante 1 | [33 empty] | TRUE | 174 | auto_import_var_form_system_var7 | [7 empty] | #N/A | list_datasets_methods_ID
|  | Modernisierungsvariante 2 | [33 empty] | TRUE | 175 | auto_import_var_form_system_var8 | [7 empty] | #N/A | list_datasets_methods_ID
[36 empty] | TRUE | 176 | auto_import_var_form_system_var9 | [7 empty] | #N/A | list_datasets_methods_ID
|  | Bau- oder Anlagenteile |  |  |  |  | Maßnahmenbeschreibung | [28 empty] | TRUE | 177 | auto_import_var_form_system_var10 | [7 empty] | #N/A | list_datasets_methods_ID
| 1 | - |  |  |  |  | - | Dämmung oberste Geschossdecke | Dämmung oberste Geschossdecke | Dämmung oberste Geschossdecke | Dämmung oberste Geschossdecke | Dämmung oberste Geschossdecke | Dämmung oberste Geschossdecke | Dämmung oberste Geschossdecke | Dämmung oberste Geschossdecke | Dämmung oberste Geschossdecke | Dämmung oberste Geschossdecke | Dämmung oberste Geschossdecke | Dämmung oberste Geschossdecke | Dämmung oberste Geschossdecke | Dämmung oberste Geschossdecke | Dämmung oberste Geschossdecke | Dämmung oberste Geschossdecke | Dämmung oberste Geschossdecke | Dämmung oberste Geschossdecke | Dämmung oberste Geschossdecke | Dämmung oberste Geschossdecke | Dämmung oberste Geschossdecke | Dämmung oberste Geschossdecke | Dämmung oberste Geschossdecke | [5 empty] | TRUE | 178 | auto_import_var_form_economy_var1 | [7 empty] | #N/A | list_datasets_methods_ID
| 2 | - |  |  |  |  | - | Außenwand Wärmedämmverbundsystem | Außenwand Wärmedämmverbundsystem | Außenwand Wärmedämmverbundsystem | Außenwand Wärmedämmverbundsystem | Außenwand Wärmedämmverbundsystem | Außenwand Wärmedämmverbundsystem | Außenwand Wärmedämmverbundsystem | Außenwand Wärmedämmverbundsystem | Außenwand Wärmedämmverbundsystem | Außenwand Wärmedämmverbundsystem | Außenwand Wärmedämmverbundsystem | Außenwand Wärmedämmverbundsystem | Außenwand Wärmedämmverbundsystem | Außenwand Wärmedämmverbundsystem | Außenwand Wärmedämmverbundsystem | Außenwand Wärmedämmverbundsystem | Außenwand Wärmedämmverbundsystem | Außenwand Wärmedämmverbundsystem | Außenwand Wärmedämmverbundsystem | Außenwand Wärmedämmverbundsystem | Außenwand Wärmedämmverbundsystem | Außenwand Wärmedämmverbundsystem | Außenwand Wärmedämmverbundsystem | [5 empty] | TRUE | 179 | auto_import_var_form_economy_var2
| 3 | - |  |  |  |  | - | Passivhaus-Fenster | Passivhaus-Fenster | Passivhaus-Fenster | Passivhaus-Fenster | Passivhaus-Fenster | Passivhaus-Fenster | Passivhaus-Fenster | Passivhaus-Fenster | Passivhaus-Fenster | Passivhaus-Fenster | Passivhaus-Fenster | Passivhaus-Fenster | Passivhaus-Fenster | Passivhaus-Fenster | Passivhaus-Fenster | Passivhaus-Fenster | Passivhaus-Fenster | Passivhaus-Fenster | Passivhaus-Fenster | Passivhaus-Fenster | Passivhaus-Fenster | Passivhaus-Fenster | Passivhaus-Fenster | [5 empty] | TRUE | 180 | auto_import_var_form_economy_var3 | [7 empty] | #N/A | list_datasets_measures_ID
| 4 | [6 empty] | Dämmung Kellerdecke | Dämmung Kellerdecke | Dämmung Kellerdecke | Dämmung Kellerdecke | Dämmung Kellerdecke | Dämmung Kellerdecke | Dämmung Kellerdecke | Dämmung Kellerdecke | Dämmung Kellerdecke | Dämmung Kellerdecke | Dämmung Kellerdecke | Dämmung Kellerdecke | Dämmung Kellerdecke | Dämmung Kellerdecke | Dämmung Kellerdecke | Dämmung Kellerdecke | Dämmung Kellerdecke | Dämmung Kellerdecke | Dämmung Kellerdecke | Dämmung Kellerdecke | Dämmung Kellerdecke | Dämmung Kellerdecke | Dämmung Kellerdecke | [5 empty] | TRUE | 181 | auto_import_var_form_economy_var4 | [7 empty] | #N/A | list_datasets_measures_ID
| 5 | [34 empty] | TRUE | 182 | auto_import_var_form_economy_var5 | [7 empty] | #N/A | list_datasets_measures_ID
| 6 | [34 empty] | TRUE | 183 | auto_import_var_form_economy_var6 | [7 empty] | #N/A | list_datasets_measures_ID
| 7 | [34 empty] | TRUE | 184 | auto_import_var_form_economy_var7 | [7 empty] | #N/A | list_datasets_measures_ID
| 8 | [34 empty] | TRUE | 185 | auto_import_var_form_economy_var8 | [7 empty] | #N/A | list_datasets_measures_ID
| 9 | [34 empty] | TRUE | 186 | auto_import_var_form_economy_var9 | [7 empty] | #N/A | list_datasets_measures_ID
| 10 | [34 empty] | TRUE | 187 | auto_import_var_form_economy_var10 | [7 empty] | #N/A | list_datasets_measures_ID
| 11 | [34 empty] | TRUE |  |  |  |  | list_names_OB_CONTROL |  |  |  |  | #N/A | list_datasets_measures_ID
| 12 | [34 empty] | TRUE | 188 | OB_auto_import_method_var1 |  | #N/A | OB_CONTROL_auto_import_method_var1 | #VALUE! |  |  |  | #N/A | list_datasets_measures_ID
| 13 | [34 empty] | TRUE | 189 | OB_auto_import_method_var2 |  | #N/A | OB_CONTROL_auto_import_method_var2 | #VALUE!
| 14 | [34 empty] | TRUE | 190 | OB_auto_import_method_var3 |  | #N/A | OB_CONTROL_auto_import_method_var3 | #VALUE!
| 15 | [34 empty] | TRUE | 191 | OB_auto_import_method_var4 |  | #N/A | OB_CONTROL_auto_import_method_var4 | #VALUE!
| 16 | [34 empty] | TRUE | 192 | OB_auto_import_method_var5 |  | #N/A | OB_CONTROL_auto_import_method_var5 | #VALUE!
| 17 | [34 empty] | TRUE | 193 | OB_auto_import_method_var6 |  | #N/A | OB_CONTROL_auto_import_method_var6 | #VALUE!
| 18 | [34 empty] | TRUE | 194 | OB_auto_import_method_var7 |  | #N/A | OB_CONTROL_auto_import_method_var7 | #VALUE!
| 19 | [34 empty] | TRUE | 195 | OB_auto_import_method_var8 |  | #N/A | OB_CONTROL_auto_import_method_var8 | #VALUE!
| 20 | [34 empty] | TRUE | 196 | OB_auto_import_method_var9 |  | #N/A | OB_CONTROL_auto_import_method_var9 | #VALUE!
| 21 | [34 empty] | TRUE | 197 | OB_auto_import_method_var10 |  | #N/A | OB_CONTROL_auto_import_method_var10 | #VALUE!
| 22 | [34 empty] | TRUE
| 23 | [34 empty] | TRUE | 198 | OB_auto_import_measure_var1 |  | #N/A | OB_CONTROL_auto_import_measure_var1 | #VALUE!
| 24 | [34 empty] | TRUE | 199 | OB_auto_import_measure_var2 |  | #N/A | OB_CONTROL_auto_import_measure_var2 | #VALUE!
| 25 | [34 empty] | TRUE | 200 | OB_auto_import_measure_var3 |  | #N/A | OB_CONTROL_auto_import_measure_var3 | #VALUE!
| 26 | [34 empty] | TRUE | 201 | OB_auto_import_measure_var4 |  | #N/A | OB_CONTROL_auto_import_measure_var4 | #VALUE!
| 27 | [34 empty] | TRUE | 202 | OB_auto_import_measure_var5 |  | #N/A | OB_CONTROL_auto_import_measure_var5 | #VALUE!
| 28 | [34 empty] | TRUE | 203 | OB_auto_import_measure_var6 |  | #N/A | OB_CONTROL_auto_import_measure_var6 | #VALUE!
| 29 | [34 empty] | TRUE | 204 | OB_auto_import_measure_var7 |  | #N/A | OB_CONTROL_auto_import_measure_var7 | #VALUE!
| 30 | [34 empty] | TRUE | 205 | OB_auto_import_measure_var8 |  | #N/A | OB_CONTROL_auto_import_measure_var8 | #VALUE!
| 31 | [34 empty] | TRUE | 206 | OB_auto_import_measure_var9 |  | #N/A | OB_CONTROL_auto_import_measure_var9 | #VALUE!
| 32 | [34 empty] | TRUE | 207 | OB_auto_import_measure_var10 |  | #N/A | OB_CONTROL_auto_import_measure_var10 | #VALUE!
TRUE
TRUE
TRUE
TRUE
TRUE
TRUE
TRUE
Datensatz speichern
Reset / Berechnung automatisch
Berechnung manuell
Start EnEV-Formular-Applikation
Ergebnisse der Berechnungen in depa-Datei exportieren
markierten Datensatz laden
Filter automatisch
Filter anwenden (manuell )
Datensatzliste aktualisieren
Überwachung aktiv
Fensterposition zurücksetzen
Stapelverarbeitung Datensätze starten
Auswahlliste aktualisieren
Auswahlliste aktualisieren
Stapelverarbeitung Varianten starten
þ
Monitor einblenden
gewählte Vorlage laden

## form building
overview | [32 empty] | standard | experte
[32 empty] | show_rows_form_building_preparation |  |  | show_rows_form_building
| Auswahl Variante | [16 empty] | Namen eingeben / ändern: | [11 empty] | Berechnung |  |  |  |  | TRUE
TRUE
[35 empty] | TRUE |  | OB = option button
| Daten von anderer Variante holen | [33 empty] | TRUE |  | CB = check box
[35 empty] | TRUE | [8 empty] | 1
[35 empty] | TRUE |  |  | form_datafields_building
| vordefinierte Maßnahme laden | [33 empty] | 1 | [8 empty] | German | German | English
[35 empty] | 1 | [8 empty] | Gebäude: Bahnhofstr. 214 Bahnhofsgebiet, 63263 Neu-Isenburg | Gebäude: Bahnhofstr. 214 Bahnhofsgebiet, 63263 Neu-Isenburg | Building: Bahnhofstr. 214 Bahnhofsgebiet, 63263 Neu-Isenburg
[35 empty] | 1 | [8 empty] | Kurzverfahren Energieprofil | Kurzverfahren Energieprofil | Simplified Energy Profile Procedure
[35 empty] | 1 | [8 empty] | Formular Gebäude | Formular Gebäude | Form building
| vordefinierte Methode laden | [33 empty] | 1 | 1 |  | ID | KVEP-VOK-5000.S2620.001 |  |  |  |  | Datensatz-Identifikation | Datensatz-Identifikation
[35 empty] | 1 | 2 |  | date | 2026-07-29 02:20 | [5 empty] | Datum
[35 empty] | 1 | 3 |  | n_storeys | 8 |  |  |  |  | Anzahl Vollgeschosse | Anzahl Vollgeschosse | number storeys
[35 empty] | TRUE | 4 |  | n_apartments | 39 |  |  |  |  | Anzahl Wohnungen | Anzahl Wohnungen | number apartments
[35 empty] | TRUE | 5 |  | A_C_living | 2499.35 |  |  |  |  | beheizte Wohnfläche | beheizte Wohnfläche | conditioned living area
[30 empty] | Aktueller Datensatz |  |  |  |  | TRUE | 6 |  | OB_type_intake_year_building | 1 | num | 10 |  |  | Eingabetyp Gebäudejahr | Eingabetyp Gebäudejahr
Kurzverfahren Energieprofil | [28 empty] | Formular Gebäude | KVEP-VOK-5000.S2620.001 |  |  |  |  | TRUE |  |  |  | 1 | num |  |  | 1 | numerische Werte für das Gebäudebaujahr | numerische Werte für das Gebäudebaujahr
[35 empty] | TRUE |  |  |  | 2 | cat.de |  |  | 2 | Baualtersklassen (Optionsfelder) | Baualtersklassen (Optionsfelder)
[35 empty] | 1 |  |  |  | 3 |  |  |  | 3
Gebäude | [16 empty] | Eigentümer | [5 empty] | Name | Unternehmensgruppe Nassauische Heimstätte / Wohnstadt | [10 empty] | 1 |  |  |  | 4 |  |  |  | 4
[5 empty] | Straße, Hausnummer | Bahnhofstr. 214 | 0 | 0 | 0 | 0 | 0 | 0 | 0 | 0 | [8 empty] | Straße, Hausnummer | Schaumainkai 47 | [10 empty] | 1 |  |  |  | 5 |  |  |  | 5
| PLZ | 63263 | 0 | 0 | Ort | Neu-Isenburg | 0 | 0 | 0 | 0 | 0 | 0 | 0 | 0 | 0 |  |  | PLZ | 60596 | 0 | 0 |  | Ort | Frankfurt am Main | [10 empty] | 1 |  |  |  | 6 |  |  |  | 6
[35 empty] | TRUE |  |  |  | 7 |  |  |  | 7
[35 empty] | TRUE |  |  |  | 8 |  |  |  | 8
|  | Anzahl Vollgeschosse | [8 empty] | 8 | [23 empty] | TRUE |  |  |  | 9 |  |  |  | 9
|  | Anzahl Wohnungen | [8 empty] | 39 | [23 empty] | TRUE |  |  |  | 10 |  |  |  | 10
|  | beheizte Wohnfläche | [8 empty] | 2499.35 |  |  | m² | [20 empty] | TRUE | 7 |  | OB_year_building | #N/A | #N/A | 10 |  |  | Baualtersklasse Gebäude | Baualtersklasse Gebäude | construction cycle building
|  | Baujahr | [8 empty] | 1975 | [23 empty] | TRUE |  |  |  | 1 | ...1918 |  |  | 1 | bis 1918 | bis 1918 | bis 1918
[35 empty] | TRUE |  |  |  | 2 | 1919...1948 |  |  | 2 | 1919 - 1948 | 1919 - 1948 | 1919 - 1948
[35 empty] | TRUE |  |  |  | 3 | 1949...1957 |  |  | 3 | 1949 - 1957 | 1949 - 1957 | 1949 - 1957
[35 empty] | TRUE |  |  |  | 4 | 1958...1968 |  |  | 4 | 1958 - 1968 | 1958 - 1968 | 1958 - 1968
|  | keins (freistehend) | [32 empty] | TRUE |  |  |  | 5 | 1969...1978 |  |  | 5 | 1969 - 1978 | 1969 - 1978 | 1969 - 1978
[35 empty] | TRUE |  |  |  | 6 | 1979...1983 |  |  | 6 | 1979 - 1983 | 1979 - 1983 | 1979 - 1983
[35 empty] | TRUE |  |  |  | 7 | 1984...1994 |  |  | 7 | 1984 - 1994 | 1984 - 1994 | 1984 - 1994
|  | auf einer Seite | [32 empty] | TRUE |  |  |  | 8 | 1995... |  |  | 8 | ab 1995 | ab 1995 | ab 1995
[35 empty] | TRUE |  |  |  | 9 |  |  |  | 9
[35 empty] | TRUE |  |  |  | 10 |  |  |  | 10
|  | auf zwei Seiten | [32 empty] | TRUE | 8 |  | year_building | 1975 |  |  |  |  | Baujahr | Baujahr | construction year
[35 empty] | TRUE | 9 |  | OB_type_intake_envelope | 2 | estim.sep | 10 |  |  | Typ Eingabedaten Hüllfläche | Typ Eingabedaten Hüllfläche
[35 empty] | TRUE |  |  |  | 1 | num |  |  | 1 | exakte Eingabe der Flächen | exakte Eingabe der Flächen
[35 empty] | TRUE |  |  |  | 2 | estim.sep |  |  | 2 | KVEP Flächenschätzung | KVEP Flächenschätzung
[35 empty] | TRUE |  |  |  | 3 |  |  |  | 3
[35 empty] | TRUE |  |  |  | 4 |  |  |  | 4
[35 empty] | TRUE |  |  |  | 5 |  |  |  | 5
[35 empty] | TRUE |  |  |  | 6 |  |  |  | 6
[35 empty] | TRUE |  |  |  | 7 |  |  |  | 7
[30 empty] | Zusatzangaben |  |  |  |  | TRUE |  |  |  | 8 |  |  |  | 8
[35 empty] | TRUE |  |  |  | 9 |  |  |  | 9
[35 empty] | TRUE |  |  |  | 10 |  |  |  | 10
[35 empty] | TRUE | 10 |  | OB_envelope_simplifications | 3 | estim.sep | 10 |  |  | Typ Hüllfläche Vereinfachungen | Typ Hüllfläche Vereinfachungen
[30 empty] | keine |  |  |  |  | TRUE |  |  |  | 1 | none |  |  | 1 | keine | keine
[35 empty] | TRUE |  |  |  | 2 | estim.de.EnEV |  |  | 2 | Vereinfachungen nach EnEV 2007 für Fenster, Gauben, Heizk.nischen, Kellerabg. etc. | Vereinfachungen nach EnEV 2007 für Fenster, Gauben, Heizk.nischen, Kellerabg. etc.
[30 empty] | Sandwich-Bauweise |  |  |  |  | TRUE |  |  |  | 3 | estim.sep |  |  | 3 | Vereinfachungen nach KVEP für Gauben, komplexe Grundrisse, Kellerabgänge etc. | Vereinfachungen nach KVEP für Gauben, komplexe Grundrisse, Kellerabgänge etc.
[35 empty] | TRUE |  |  |  | 4 |  |  |  | 4
[35 empty] | TRUE |  |  |  | 5 |  |  |  | 5
[15 empty] | Konstruktionsart |  |  |  |  | nachträglich aufgebrachte Dämmung | [14 empty] | TRUE |  |  |  | 6 |  |  |  | 6
[14 empty] | massiv |  | Holz |  |  |  | Dämmstärke | [9 empty] | lambda |  |  |  |  | TRUE |  |  |  | 7 |  |  |  | 7
| Dach | [20 empty] | cm |  |  | auf |  |  | % der Fläche |  | 0.04 | W/(m K) |  |  |  | TRUE |  |  |  | 8 |  |  |  | 8
| oberste Geschossdecke | [20 empty] | cm |  |  | auf |  |  | % der Fläche |  | 0.04 | W/(m K) |  |  |  | TRUE |  |  |  | 9 |  |  |  | 9
| Außenwände | [18 empty] | 8 |  | cm |  |  | auf | 100 |  | % der Fläche |  | 0.04 | W/(m K) |  |  |  | TRUE |  |  |  | 10 |  |  |  | 10
| Fußboden zum Keller oder Erdreich | [20 empty] | cm |  |  | auf |  |  | % der Fläche |  | 0.04 | W/(m K) |  |  |  | TRUE | 11 |  | OB_h_room | 2 | normal | 4 |  |  | lichte Raumhöhe | lichte Raumhöhe | room height
[35 empty] | TRUE |  |  |  | 1 | low |  |  | 1 | niedrig | niedrig | low
[35 empty] | TRUE |  |  |  | 2 | normal |  |  | 2 | normal | normal | normal
[35 empty] | TRUE |  |  |  | 3 | high |  |  | 3 | hoch | hoch | high
|  | 1 Scheibe | [6 empty] | Jahr des Fenstereinbaus (ca.): | [7 empty] | 1999 | [5 empty] | Holzrahmen | [11 empty] | TRUE |  |  |  | 4 | very high |  |  | 4 | sehr hoch | sehr hoch | very high
|  | 2 Scheiben | [20 empty] | Kunststoffrahmen | [11 empty] | TRUE | [8 empty] | unter 2,30m | unter 2,30m | under 2,30m
|  | 3 Scheiben | [7 empty] | Wärmeschutzverglasung | [12 empty] | Alu- oder Stahlrahmen | [11 empty] | TRUE | [8 empty] | 2,30m bis 2,70m | 2,30m bis 2,70m | 2,30m to 2,70m
[30 empty] | alternativ: U-Wert Fenster |  |  |  |  | TRUE | [8 empty] | 2,70m bis 3,20m | 2,70m bis 3,20m | 2,70m to 3,20m
[30 empty] | 1.7 | W/(m²K) |  |  |  | TRUE | [8 empty] | über 3,20m | über 3,20m | over 3,20m
[35 empty] | TRUE | 12 |  | h_room | 0 |  |  |  |  | lichte Raumhöhe | lichte Raumhöhe | room height
Gebäude: Bahnhofstr. 214 Bahnhofsgebiet, 63263 Neu-Isenburg | [34 empty] | TRUE | 13 |  | OB_attached_neighbours | 1 | n0 | 3 |  |  | direkt angrenzende Nachbargebäude | direkt angrenzende Nachbargebäude | attached neighbour buildings
[35 empty] | TRUE |  |  |  | 1 | n0 |  |  | 1 | keins (freistehend) | keins (freistehend) | none (standing alone)
[35 empty] | TRUE |  |  |  | 2 | n1 |  |  | 2 | auf einer Seite | auf einer Seite | one side
[35 empty] | TRUE |  |  |  | 3 | n2 |  |  | 3 | auf zwei Seiten | auf zwei Seiten | two sides
[32 empty] | TRUE | 1 | 1 | TRUE | 14 |  | OB_floorshape | 1 | compact | 2 |  |  | Grundriss | Grundriss | floor shape
[35 empty] | 1 |  |  |  | 1 | compact |  |  | 1 | kompakt | kompakt | compact
[35 empty] | 1 |  |  |  | 2 | not compact |  |  | 2 | langgestreckt oder gewinkelt oder komplex | langgestreckt oder gewinkelt oder komplex | long or complex
|  | Ermittlung der Hüllfläche | [32 empty] | 1 | 15 |  | OB_attic_cond | 1 | - | 4 |  |  | Dach | Dach | roof
[35 empty] | 1 |  |  |  | 1 | - |  |  | 1 | Flachdach oder flach geneigtes Dach | Flachdach oder flach geneigtes Dach | flat roof or slightly tilted roof
|  | U-Werte | [32 empty] | 1 |  |  |  | 2 | n |  |  | 2 | Dachgeschoss unbeheizt | Dachgeschoss unbeheizt | attic storey not heated
[35 empty] | 1 |  |  |  | 3 | p |  |  | 3 | Dachgeschoss teilweise beheizt | Dachgeschoss teilweise beheizt | attic storey partly heated
[35 empty] | 1 |  |  |  | 4 | c |  |  | 4 | Dachgeschoss voll beheizt | Dachgeschoss voll beheizt | attict storey completely heated
[35 empty] | 1 | 16 |  | CB_dormer | [5 empty] | Dachgauben oder andere Dachaufbauten vorhanden | Dachgauben oder andere Dachaufbauten vorhanden | Dachgauben oder andere Dachaufbauten vorhanden
[13 empty] | Geometrie | [5 empty] | energet. | [15 empty] | 1 | 17 |  | n_dormers | 0 |  |  |  |  | Anzahl Gauben | Anzahl Gauben
[19 empty] | Eigenschaften | [15 empty] | 1 | 18 |  | length_dormer | 0 |  |  |  |  | Länge einer Gaube | Länge einer Gaube
[35 empty] | 1 | 19 |  | OB_cellar_cond | 2 | n | 4 |  |  | Keller | Keller | cellar
[12 empty] | aktiviert | [5 empty] | aktiviert | [16 empty] | 1 |  |  |  | 1 | - |  |  | 1 | nicht unterkellert | nicht unterkellert | no cellar
[12 empty] | 0 | [5 empty] | 0 | [16 empty] | 1 |  |  |  | 2 | n |  |  | 2 | Kellergeschoss unbeheizt | Kellergeschoss unbeheizt | cellar storey not heated
[35 empty] | 1 |  |  |  | 3 | p |  |  | 3 | Kellergeschoss teilweise beheizt | Kellergeschoss teilweise beheizt | cellar storey partly heated
| Bauteile | [33 empty] | 1 |  |  |  | 4 | c |  |  | 4 | Kellergeschoss voll beheizt | Kellergeschoss voll beheizt | cellar storey completely heated
[12 empty] | Fläche | [5 empty] | U-Wert | [16 empty] | 1 | 20 |  | V_e | 0
|  | Dach | [12 empty] | m² | [5 empty] | W/(m²K) | [13 empty] | 1 | 21 |  | h_storey | 0
|  | oberste Geschossdecke | [12 empty] | m² | [5 empty] | W/(m²K) | [13 empty] | 1 | 22 |  | A_roof | 0 |  |  |  |  | Dach | Dach | roof
|  | Außenwände | [12 empty] | m² | [5 empty] | W/(m²K) | [13 empty] | 1 | 23 |  | A_topceiling | 0 |  |  |  |  | oberste Geschossdecke | oberste Geschossdecke | top storey ceiling
|  | Fußboden zum Keller oder Erdreich | [12 empty] | m² | [5 empty] | W/(m²K) | [13 empty] | 1 | 24 |  | A_wall | 0 |  |  |  |  | Außenwände | Außenwände | wall
|  | Wände zum Keller oder Erdreich | [12 empty] | m² | [5 empty] | W/(m²K) | [13 empty] | 1 | 25 |  | A_floor | 0 |  |  |  |  | Fußboden zum Keller oder Erdreich | Fußboden zum Keller oder Erdreich | floor to cellar or soil
|  | Fenster | [12 empty] | m² | [5 empty] | W/(m²K) | [13 empty] | 1 | 26 |  | A_wall_soil | 0 |  |  |  |  | Wände zum Keller oder Erdreich | Wände zum Keller oder Erdreich | wall to cellar or soil
|  | Rollladenkasten | [12 empty] | m² | [5 empty] | W/(m²K) | [13 empty] | 1 | 27 |  | A_win | 0 |  |  |  |  | Fenster | Fenster | window
|  | Heizkörpernische | [12 empty] | m² | [5 empty] | W/(m²K) | [13 empty] | 1 | 28 |  | A_roller_blind_case | 0 |  |  |  |  | Rollladenkasten | Rollladenkasten | roller blind case
[35 empty] | 1 | 29 |  | A_radiator_recess | 0 |  |  |  |  | Heizkörpernische | Heizkörpernische | radiator recess
[12 empty] | Volumen | [22 empty] | 1 | 30 |  | A_win_S | 0 |  |  |  |  | Fensterfläche Süd | Fensterfläche Süd
| Gebäudevolumen brutto | [13 empty] | m³ | [19 empty] | 1 | 31 |  | A_win_E_W | 0 |  |  |  |  | Fensterfläche West | Fensterfläche West
| Geschosshöhe (für EnEV Bestand) | [13 empty] | m | [19 empty] | 1 | 32 |  | A_win_N | 0 |  |  |  |  | Fensterfläche Nord | Fensterfläche Nord
[35 empty] | 1 | 33 |  | A_win_SW_SE | 0 |  |  |  |  | Fensterfläche Südost | Fensterfläche Südost
| Fenster | [33 empty] | 1 | 34 |  | A_win_NW_NE | 0 |  |  |  |  | Fensterfläche Nordost | Fensterfläche Nordost
[12 empty] | Fläche | [22 empty] | 1 | 35 |  | A_win_H | 0 |  |  |  |  | Fensterfläche horizontal | Fensterfläche horizontal
|  | Süd | [12 empty] | m² | [19 empty] | 1 | 36 |  | OB_type_intake_U_value | 2 | cat.de.EnEV | 10 |  |  | Typ Eingabedaten U-Werte | Typ Eingabedaten U-Werte
|  | Ost/West | [12 empty] | m² | [19 empty] | 1 |  |  |  | 1 | num |  |  | 1 | direkte Eingabe der U-Werte | direkte Eingabe der U-Werte
|  | Nord | [12 empty] | m² | [19 empty] | 1 |  |  |  | 2 | cat.de.EnEV |  |  | 2 | über Gebäude-Baualter und Bauteilart (Optionsfelder) EnEV 2007-Werte | über Gebäude-Baualter und Bauteilart (Optionsfelder) EnEV 2007-Werte
|  | Südwest/Südost | [12 empty] | m² | [19 empty] | 1 |  |  |  | 3 | cat.de.sep |  |  | 3 | über Gebäude-Baualter und Bauteilart (Optionsfelder) KVEP-Werte | über Gebäude-Baualter und Bauteilart (Optionsfelder) KVEP-Werte
|  | Nordwest/Nordost | [12 empty] | m² | [19 empty] | 1 |  |  |  | 4 |  |  |  | 4
|  | Horizontal | [12 empty] | m² | [19 empty] | 1 |  |  |  | 5 |  |  |  | 5
[35 empty] | 1 |  |  |  | 6 |  |  |  | 6
|  | g-Wert senkrecht | [32 empty] | 1 |  |  |  | 7 |  |  |  | 7
|  | Reduktionsfaktor Verschattung und Verschmutzung | [32 empty] | 1 |  |  |  | 8 |  |  |  | 8
|  | Reduktionsfaktor Rahmen | [32 empty] | 1 |  |  |  | 9 |  |  |  | 9
[35 empty] | 1 |  |  |  | 10 |  |  |  | 10
[35 empty] | 1 | [8 empty] | Konstruktionsart und nachträgliche Dämmung | Konstruktionsart und nachträgliche Dämmung | constrution types and later insulation measures
[35 empty] | 1 | [8 empty] | Konstruktionsart | Konstruktionsart | construction type
[35 empty] | 1 | [8 empty] | massiv | massiv | massive
Zusatzangaben für EnEV 2008 / vereinfachte Datenerhebung nach EnEV | [34 empty] | 1 | [8 empty] | Holz | Holz | wood
[35 empty] | 1 | 37 |  | CB_roof_massive | TRUE |  |  |  |  | Dach | Dach | roof
| Vereinfachungen Hüllfläche | [33 empty] | 1 | 38 |  | CB_topceiling_massive | TRUE |  |  |  |  | oberste Geschossdecke | oberste Geschossdecke | toop storey ceiling
[35 empty] | 1 | 39 |  | CB_wall_massive | TRUE |  |  |  |  | Außenwände | Außenwände | outer wall
[35 empty] | 1 | 40 |  | CB_floor_massive | TRUE |  |  |  |  | Fußboden zum Keller oder Erdreich | Fußboden zum Keller oder Erdreich | floor to cellar or soil
|  | Anzahl Gauben | [32 empty] | 1 | 41 |  | CB_roof_wood | FALSE
|  | Länge einer Gaube | [7 empty] | m | [24 empty] | 1 | 42 |  | CB_topceiling_wood
[14 empty] | starke Wärmebrücken | [20 empty] | 1 | 43 |  | CB_wall_wood
| überwiegend Fenster mit | [33 empty] | 1 | 44 |  | CB_floor_wood
|  | Rollladen(-kästen) | [11 empty] | Wärmebrücken minimiert | [20 empty] | 1 | [8 empty] | nachträglich aufgebrachte Dämmung | nachträglich aufgebrachte Dämmung | thermal renovation
|  | Heizkörpernischen | [32 empty] | 1 | [8 empty] | Dämmstärke | Dämmstärke | thickness of insulation
[35 empty] | 1 | [8 empty] | cm | cm | cm
[35 empty] | 1 | 45 |  | OB_type_intake_d_insulation | 1 | num | 10 |  |  | Eingabetyp Dämmstärke | Eingabetyp Dämmstärke
[35 empty] | 1 |  |  |  | 1 | num |  |  | 1 | numerische Werte für die Dämmstärke in cm | numerische Werte für die Dämmstärke in cm
|  |  | offensichtliche Undichtigkeiten (z.B. bei Fenstern ohne funktionstüchtige Lippendichtungen, | [31 empty] | 1 |  |  |  | 2 | cat.de.EnEV |  |  | 2 | vordefinierte Stärken (Optionsfelder) EnEV | vordefinierte Stärken (Optionsfelder) EnEV
|  |  | bei beheizten Dachgeschossen mit Dachflächen ohne luftichte Ebene | [31 empty] | 1 |  |  |  | 3 | cat.de.sep |  |  | 3 | vordefinierte Stärken (Optionsfelder) KVEP | vordefinierte Stärken (Optionsfelder) KVEP
|  |  | in den übrigen Fällen ohne Dichtheitsnachweis | [31 empty] | 1 |  |  |  | 4 |  |  |  | 4
|  |  | bei Nachweis der Dichtheit (Blower-Door-Messung) | [31 empty] | 1 |  |  |  | 5 |  |  |  | 5
[35 empty] | 1 |  |  |  | 6 |  |  |  | 6
[35 empty] | 1 |  |  |  | 7 |  |  |  | 7
[35 empty] | TRUE |  |  |  | 8 |  |  |  | 8
[35 empty] | TRUE |  |  |  | 9 |  |  |  | 9
[35 empty] | TRUE |  |  |  | 10 |  |  |  | 10
[35 empty] | TRUE | 46 |  | OB_d_insulation_roof | #N/A | #N/A | 15 | 3 |  | Dach | Dach
[35 empty] | TRUE | 47 |  | OB_d_insulation_topceiling | #N/A | #N/A | 15 | 2 |  | oberste Geschossdecke | oberste Geschossdecke
[35 empty] | TRUE | 48 |  | OB_d_insulation_wall | #N/A | #N/A | 15 | 1 |  | Außenwände | Außenwände
[35 empty] | TRUE | 49 |  | OB_d_insulation_floor | #N/A | #N/A | 15 |  |  | Fußboden | Fußboden
[35 empty] | TRUE |  |  |  | 1 | 0 cm |  |  | 1 | 0 cm | 0 cm
[32 empty] | TRUE | FALSE | 1 | 1 |  |  |  | 2 | 2 cm |  |  | 2 | 2 cm | 2 cm
[35 empty] | 1 |  |  |  | 3 | 4 cm |  |  | 3 | 4 cm | 4 cm
[35 empty] | 1 |  |  |  | 4 | 6 cm |  |  | 4 | 6 cm | 6 cm
|  | Energiebezugsfläche | [32 empty] | 1 |  |  |  | 5 | 8 cm |  |  | 5 | 8 cm | 8 cm
[35 empty] | 1 |  |  |  | 6 | 10 cm |  |  | 6 | 10 cm | 10 cm
|  | Berechnungsverfahren Gebäude | [32 empty] | 1 |  |  |  | 7 | 12 cm |  |  | 7 | 12 cm | 12 cm
[35 empty] | 1 |  |  |  | 8 | 14 cm |  |  | 8 | 14 cm | 14 cm
|  | Klimaregion | [32 empty] | 1 |  |  |  | 9 | 16 cm |  |  | 9 | 16 cm | 16 cm
[35 empty] | TRUE |  |  |  | 10 | 18 cm |  |  | 10 | 18 cm | 18 cm
[35 empty] | TRUE |  |  |  | 11 | 20 cm |  |  | 11 | 20 cm | 20 cm
[35 empty] | TRUE |  |  |  | 12 | 21 ... 25 cm |  |  | 12 | 21 bis 25 cm | 21 bis 25 cm
[35 empty] | TRUE |  |  |  | 13 | 26 ... 30 cm |  |  | 13 | 26 bis 30 cm | 26 bis 30 cm
[35 empty] | TRUE |  |  |  | 14 | > 30 cm |  |  | 14 | über 30 cm | über 30 cm
[35 empty] | TRUE |  |  |  | 15 |  |  |  | 15
[32 empty] | TRUE | FALSE | 1 | 1 | 50 |  | d_insulation_roof | 0 |  |  |  |  | Dach | Dach
[35 empty] | 1 | 51 |  | d_insulation_topceiling | 0 |  |  |  |  | oberste Geschossdecke | oberste Geschossdecke
[35 empty] | 1 | 52 |  | d_insulation_wall | 8 |  |  |  |  | Außenwände | Außenwände
| Kategorien statt numerischer Eingaben | [33 empty] | 1 | 53 |  | d_insulation_floor | 0 |  |  |  |  | Fußboden zum Keller oder Erdreich | Fußboden zum Keller oder Erdreich
1
1
|  | Gebäudebaujahr | [32 empty] | 1
[35 empty] | 1 | 54 |  | OB_type_intake_lambda | 1 | num | 10 |  |  | Typ Eingabedaten Lambda | Typ Eingabedaten Lambda
[35 empty] | 1 |  |  |  | 1 | num |  |  | 1 | direkte Eingabe | direkte Eingabe
[35 empty] | 1 |  |  |  | 2 | standard |  |  | 2 | Standardwert (0,04 W/m·K) | Standardwert (0,04 W/m·K)
[18 empty] | aktiviert | [16 empty] | 1 |  |  |  | 3 |  |  |  | 3
|  | Gebäudebaujahr | [15 empty] | 0 | [16 empty] | 1 |  |  |  | 4 |  |  |  | 4
[35 empty] | 1 |  |  |  | 5 |  |  |  | 5
|  |  | Baualtersklasse | [31 empty] | 1 |  |  |  | 6 |  |  |  | 6
[35 empty] | 1 |  |  |  | 7 |  |  |  | 7
[35 empty] | 1 |  |  |  | 8 |  |  |  | 8
|  |  | Dämmstärke | [31 empty] | 1 |  |  |  | 9 |  |  |  | 9
[35 empty] | 1 |  |  |  | 10 |  |  |  | 10
|  | nachträgliche Dämmung | [32 empty] | 1 | 55 |  | lambda_insulation_roof | 0.04 |  |  |  |  | Dach | Dach | roof
|  | Wärmeleitfähigkeit (s.o.) | [32 empty] | 1 | 56 |  | lambda_insulation_topceiling | 0.04 |  |  |  |  | oberste Geschossdecke | oberste Geschossdecke | toop storey ceiling
[35 empty] | 1 | 57 |  | lambda_insulation_wall | 0.04 |  |  |  |  | Außenwände | Außenwände | outer wall
|  |  | Flächenanteil | [31 empty] | 1 | 58 |  | lambda_insulation_floor | 0.04 |  |  |  |  | Fußboden zum Keller oder Erdreich | Fußboden zum Keller oder Erdreich | floor to cellar or soil
[35 empty] | 1 | 59 |  | OB_type_intake_f_insulation | 1 | num | 10 |  |  | Eingabetyp Flächenanteil Dämmung | Eingabetyp Flächenanteil Dämmung
[35 empty] | 1 |  |  |  | 1 | num |  |  | 1 | numerische Werte für den Flächenanteil | numerische Werte für den Flächenanteil
[18 empty] | aktiviert | [8 empty] | aktiviert | [7 empty] | 1 |  |  |  | 2 | cat |  |  | 2 | vordefinierte Flächenanteile (Optionsfelder) | vordefinierte Flächenanteile (Optionsfelder)
|  | Nachträgliche Dämmung | [15 empty] | 0 | [8 empty] | 0 | [7 empty] | 1 |  |  |  | 3 |  |  |  | 3
[35 empty] | 1 |  |  |  | 4 |  |  |  | 4
[18 empty] | Dämmstärke | [8 empty] | Flächenanteil | [7 empty] | 1 |  |  |  | 5 |  |  |  | 5
[35 empty] | 1 |  |  |  | 6 |  |  |  | 6
|  |  | Dach | [31 empty] | 1 |  |  |  | 7 |  |  |  | 7
[35 empty] | 1 |  |  |  | 8 |  |  |  | 8
|  |  | oberste Geschossdecke | [31 empty] | 1 |  |  |  | 9 |  |  |  | 9
[35 empty] | 1 |  |  |  | 10 |  |  |  | 10
|  |  | Außenwand | [31 empty] | 1 | 60 |  | OB_f_insulation_roof | #N/A | #N/A | 10 | 3 |  | Dach | Dach
[35 empty] | 1 | 61 |  | OB_f_insulation_topceiling | #N/A | #N/A | 10 | 2 |  | oberste Geschossdecke | oberste Geschossdecke
|  |  | Fußboden zum Keller oder Erdreich | [31 empty] | 1 | 62 |  | OB_f_insulation_wall | #N/A | #N/A | 10 | 1 |  | Außenwände | Außenwände
[35 empty] | 1 | 63 |  | OB_f_insulation_floor | #N/A | #N/A | 10 |  |  | Fußboden zum Keller oder Erdreich | Fußboden zum Keller oder Erdreich
[35 empty] | 1 |  |  |  | 1 | 0 |  |  | 1 | 0 % | 0 %
[35 empty] | 1 |  |  |  | 2 | 0.2 |  |  | 2 | 20 % | 20 %
[35 empty] | 1 |  |  |  | 3 | 0.4 |  |  | 3 | 40 % | 40 %
[35 empty] | 1 |  |  |  | 4 | 0.6 |  |  | 4 | 60 % | 60 %
| Alternative Angaben kvep Variante | [33 empty] | 1 |  |  |  | 5 | 0.8 |  |  | 5 | 80 % | 80 %
[35 empty] | 1 |  |  |  | 6 | 1 |  |  | 6 | 100 % | 100 %
|  | Raumhöhe | [9 empty] | h_room |  |  |  | m | [18 empty] | 1 |  |  |  | 7 |  |  |  | 7
[35 empty] | 1 |  |  |  | 8 |  |  |  | 8
[35 empty] | 1 |  |  |  | 9 |  |  |  | 9
|  |  | Isolierverglasung (üblich: 1969-1995) | [31 empty] | 1 |  |  |  | 10 |  |  |  | 10
[35 empty] | 1 | [8 empty] | auf | auf | on
|  |  | Wärmeschutzverglasung (üblich: ab 1995) | [31 empty] | 1 | [8 empty] | % der Fläche | % der Fläche | % of the area
[35 empty] | 1 | 64 |  | f_insulation_roof | 0 |  |  |  |  | Flächenanteil Dämmung Dach | Flächenanteil Dämmung Dach
[35 empty] | 1 | 65 |  | f_insulation_topceiling | 0 |  |  |  |  | Flächenanteil Dämmung oberste Geschossdecke | Flächenanteil Dämmung oberste Geschossdecke
[35 empty] | TRUE | 66 |  | f_insulation_wall | 100 |  |  |  |  | Flächenanteil Dämmung Außenwand | Flächenanteil Dämmung Außenwand
[35 empty] | TRUE | 67 |  | f_insulation_floor | 0 |  |  |  |  | Flächenanteil Dämmung Fußboden | Flächenanteil Dämmung Fußboden
[35 empty] | TRUE | [8 empty] | Fenster | Fenster | window
[35 empty] | TRUE | 68 |  | CB_win_1_pane | [5 empty] | 1 Scheibe | 1 Scheibe | 1 pane
[35 empty] | TRUE | 69 |  | CB_win_2_panes | TRUE |  |  |  |  | 2 Scheiben | 2 Scheiben | 2 panes
[35 empty] | TRUE | 70 |  | CB_win_3_panes | [5 empty] | 3 Scheiben | 3 Scheiben | 3 panes
[35 empty] | TRUE | 71 |  | CB_win_iso | [5 empty] | Isolierverglasung | Isolierverglasung
[35 empty] | TRUE | 72 |  | CB_win_therm | TRUE |  |  |  |  | Wärmeschutzverglasung | Wärmeschutzverglasung | thermal glazing
[35 empty] | TRUE | 73 |  | CB_win_frames_wood | [5 empty] | Holzrahmen | Holzrahmen | wood frame
[35 empty] | TRUE | 74 |  | CB_win_frames_plastic | TRUE |  |  |  |  | Kunststoffrahmen | Kunststoffrahmen | plastic frame
[35 empty] | TRUE | 75 |  | CB_win_frames_metal | [5 empty] | Alu- oder Stahlrahmen | Alu- oder Stahlrahmen | aluminium or steel frame
[35 empty] | TRUE | 76 |  | CB_frames_insulated | [5 empty] | wärmegedämmter Rahmen (bei 3-fach-WS-Vergl.) | wärmegedämmter Rahmen (bei 3-fach-WS-Vergl.) | insulated frame (for 3 pane low-e glazing)
[35 empty] | TRUE | 77 |  | year_window | 1999 |  |  |  |  | Jahr des Fenstereinbaus (ca.): | Jahr des Fenstereinbaus (ca.): | year of the window installation
[35 empty] | TRUE | 78 |  | U_win_direct | 1.7 |  |  |  |  | Fenster U-Wert direkter Eintrag (ersetzt Auswahl von Typen) | Fenster U-Wert direkter Eintrag (ersetzt Auswahl von Typen) | U-value window direct entry (alternative to selection of types)
[35 empty] | TRUE | 79 |  | CB_roller_blind | [5 empty] | Rollladenkasten | Rollladenkasten | roller blind case
[35 empty] | TRUE | 80 |  | CB_radiator_recess | [5 empty] | Heizkörpernische | Heizkörpernische | radiator recess
[35 empty] | TRUE | 81 |  | OB_thermal_bridges | 1 | standard | 10 |  |  | Wärmebrücken | Wärmebrücken
[35 empty] | TRUE |  |  |  | 1 | standard |  |  | 1 | keine Besonderheiten bzw. nicht bekannt | keine Besonderheiten bzw. nicht bekannt
[35 empty] | TRUE |  |  |  | 2 | high |  |  | 2 | starke Wärmebrücken | starke Wärmebrücken
[35 empty] | TRUE |  |  |  | 3 | low |  |  | 3 | Wärmebrücken minimiert | Wärmebrücken minimiert
[35 empty] | TRUE |  |  |  | 4 |  |  |  | 4
[35 empty] | TRUE |  |  |  | 5 |  |  |  | 5
[39 empty] | 6 |  |  |  | 6
[39 empty] | 7 |  |  |  | 7
[39 empty] | 8 |  |  |  | 8
[39 empty] | 9 |  |  |  | 9
[39 empty] | 10 |  |  |  | 10
[44 empty] | (z.B. massive Geschossdecken UND Innendämmung der Wände) | (z.B. massive Geschossdecken UND Innendämmung der Wände)
[44 empty] | (z.B. DIN 4108 Beiblatt eingehalten) | (z.B. DIN 4108 Beiblatt eingehalten)
[36 empty] | 82 |  | U_roof | 0 |  |  |  |  | Dach | Dach
[36 empty] | 83 |  | U_topceiling | 0 |  |  |  |  | oberste Geschossdecke | oberste Geschossdecke
[36 empty] | 84 |  | U_wall | 0 |  |  |  |  | Außenwand | Außenwand
[36 empty] | 85 |  | U_floor | 0 |  |  |  |  | Fußboden | Fußboden
[36 empty] | 86 |  | U_wall_soil | 0 |  |  |  |  | Wand gegen Erdreich | Wand gegen Erdreich
[36 empty] | 87 |  | U_win | 0 |  |  |  |  | Fenster | Fenster
[36 empty] | 88 |  | U_roller_blind_case | 0 |  |  |  |  | Rollladenkasten | Rollladenkasten
[36 empty] | 89 |  | U_radiator_recess | 0 |  |  |  |  | Heizkörpernische | Heizkörpernische
[36 empty] | 90 |  | g_win_orthogonal | 0 |  |  |  |  | g-Wert | g-Wert
[36 empty] | 91 |  | F_shade | 0 |  |  |  |  | Verschattungsfaktor | Verschattungsfaktor
[36 empty] | 92 |  | F_frame | 0 |  |  |  |  | Anteil Verglasung | Anteil Verglasung
[44 empty] | Zusatzangaben | Zusatzangaben | Additional Input
[36 empty] | 93 |  | OB_constr_special | 2 | sandwich | 10 |  |  | Sonder-Bauformen | Sonder-Bauformen | special construction types
[39 empty] | 1 | none |  |  | 1 | keine | keine | none
[39 empty] | 2 | sandwich |  |  | 2 | Sandwich-Bauweise | Sandwich-Bauweise | sandwich construction
[39 empty] | 3 |  |  |  | 3
[39 empty] | 4 |  |  |  | 4
[39 empty] | 5 |  |  |  | 5
[39 empty] | 6 |  |  |  | 6
[39 empty] | 7 |  |  |  | 7
[39 empty] | 8 |  |  |  | 8
[39 empty] | 9 |  |  |  | 9
[39 empty] | 10 |  |  |  | 10
[36 empty] | 94 |  | OB_airtight | #N/A | #N/A | 10 |  |  | Gebäude-Dichtheit | Gebäude-Dichtheit | Airtightness
[39 empty] | 1 | low |  |  | 1 | offensichtliche Undichtigkeiten (z.B. bei Fenstern ohne funktionstüchtige Lippendichtungen, | offensichtliche Undichtigkeiten (z.B. bei Fenstern ohne funktionstüchtige Lippendichtungen,
[39 empty] | 2 | normal |  |  | 2 | in den übrigen Fällen ohne Dichtheitsnachweis | in den übrigen Fällen ohne Dichtheitsnachweis
[39 empty] | 3 | high |  |  | 3 | bei Nachweis der Dichtheit (Blower-Door-Messung) | bei Nachweis der Dichtheit (Blower-Door-Messung)
[39 empty] | 4 |  |  |  | 4
[39 empty] | 5 |  |  |  | 5
[39 empty] | 6 |  |  |  | 6
[39 empty] | 7 |  |  |  | 7
[39 empty] | 8 |  |  |  | 8
[39 empty] | 9 |  |  |  | 9
[39 empty] | 10 |  |  |  | 10
[44 empty] | bei beheizten Dachgeschossen mit Dachflächen ohne luftichte Ebene | bei beheizten Dachgeschossen mit Dachflächen ohne luftichte Ebene
[36 empty] | 95 |  | OB_type_ref_area | 2 | de.A_Wohn | 10 |  |  | Typ Bezugsfläche | Typ Bezugsfläche
[39 empty] | 1 | de.A_N |  |  | 1 | "Gebäudenutzfläche" A_N nach EnEV | "Gebäudenutzfläche" A_N nach EnEV
[39 empty] | 2 | de.A_Wohn |  |  | 2 | beheizte Wohnfläche | beheizte Wohnfläche
[39 empty] | 3 |  |  |  | 3
[39 empty] | 4 |  |  |  | 4
[39 empty] | 5 |  |  |  | 5
[39 empty] | 6 |  |  |  | 6
[39 empty] | 7 |  |  |  | 7
[39 empty] | 8 |  |  |  | 8
[39 empty] | 9 |  |  |  | 9
[39 empty] | 10 |  |  |  | 10
[36 empty] | 96 |  | OB_method_h | 2 | de.LEG | 10
[39 empty] | 1 | de.EnEV.2007 |  |  | 1 | EnEV 2007 | EnEV 2007
[39 empty] | 2 | de.LEG |  |  | 2 | Leitfaden Energiebewusste Gebäudeplanung (LEG) | Leitfaden Energiebewusste Gebäudeplanung (LEG)
[39 empty] | 3 |  |  |  | 3
[39 empty] | 4 |  |  |  | 4
[39 empty] | 5 |  |  |  | 5
[39 empty] | 6 |  |  |  | 6
[39 empty] | 7 |  |  |  | 7
[39 empty] | 8 |  |  |  | 8
[39 empty] | 9 |  |  |  | 9
[39 empty] | 10 |  |  |  | 10
[36 empty] | 97 |  | OB_climate | 9 | de.cr.08.Geisenheim | 50 |  |  | Klimaregion | Klimaregion
[39 empty] | 1 | de.standard |  |  | 1 | Standardklima Deutschland | Standardklima Deutschland
[39 empty] | 2 | de.cr.01.Norderney |  |  | 2 | Klimaregion 1 / Norderney | Klimaregion 1 / Norderney
[39 empty] | 3 | de.cr.02.Hamburg |  |  | 3 | Klimaregion 2 / Hamburg | Klimaregion 2 / Hamburg
[39 empty] | 4 | de.cr.03.Arkona |  |  | 4 | Klimaregion 3 / Arkona | Klimaregion 3 / Arkona
[39 empty] | 5 | de.cr.04.Potsdam |  |  | 5 | Klimaregion 4 / Potsdam | Klimaregion 4 / Potsdam
[39 empty] | 6 | de.cr.05.Braunschweig |  |  | 6 | Klimaregion 5 / Braunschweig | Klimaregion 5 / Braunschweig
[39 empty] | 7 | de.cr.06.Harzgerode |  |  | 7 | Klimaregion 6 / Harzgerode | Klimaregion 6 / Harzgerode
[39 empty] | 8 | de.cr.07.Essen |  |  | 8 | Klimaregion 7 / Essen | Klimaregion 7 / Essen
[39 empty] | 9 | de.cr.08.Geisenheim |  |  | 9 | Klimaregion 8 / Geisenheim | Klimaregion 8 / Geisenheim
[39 empty] | 10 | de.cr.09.Chemnitz |  |  | 10 | Klimaregion 9 / Chemnitz | Klimaregion 9 / Chemnitz
[39 empty] | 11 | de.cr.10.Hof |  |  | 11 | Klimaregion 10 / Hof | Klimaregion 10 / Hof
[39 empty] | 12 | de.cr.11.Wuerzburg |  |  | 12 | Klimaregion 11 / Wuerzburg | Klimaregion 11 / Wuerzburg
[39 empty] | 13 | de.cr.12.Mannheim |  |  | 13 | Klimaregion 12 / Mannheim | Klimaregion 12 / Mannheim
[39 empty] | 14 | de.cr.13.Freiburg |  |  | 14 | Klimaregion 13 / Freiburg | Klimaregion 13 / Freiburg
[39 empty] | 15 | de.cr.14.Muenchen |  |  | 15 | Klimaregion 14 / Muenchen | Klimaregion 14 / Muenchen
[39 empty] | 16 | de.cr.15.Garmisch |  |  | 16 | Klimaregion 15 / Garmisch-Patenkirchen | Klimaregion 15 / Garmisch-Patenkirchen
[39 empty] | 17 | de.reg.Hessen |  |  | 17 | Standardklima Hessen | Standardklima Hessen
[39 empty] | 18 |  |  |  | 18
[39 empty] | 19 |  |  |  | 19
[39 empty] | 20 |  |  |  | 20
[39 empty] | 21 |  |  |  | 21
[39 empty] | 22 |  |  |  | 22
[39 empty] | 23 |  |  |  | 23
[39 empty] | 24 |  |  |  | 24
[39 empty] | 25 |  |  |  | 25
[39 empty] | 26 |  |  |  | 26
[39 empty] | 27 |  |  |  | 27
[39 empty] | 28 |  |  |  | 28
[39 empty] | 29 |  |  |  | 29
[39 empty] | 30 |  |  |  | 30
[39 empty] | 31 |  |  |  | 31
[39 empty] | 32 |  |  |  | 32
[39 empty] | 33 |  |  |  | 33
[39 empty] | 34 |  |  |  | 34
[39 empty] | 35 |  |  |  | 35
[39 empty] | 36 |  |  |  | 36
[39 empty] | 37 |  |  |  | 37
[39 empty] | 38 |  |  |  | 38
[39 empty] | 39 |  |  |  | 39
[39 empty] | 40 |  |  |  | 40
[39 empty] | 41 |  |  |  | 41
[39 empty] | 42 |  |  |  | 42
[39 empty] | 43 |  |  |  | 43
[39 empty] | 44 |  |  |  | 44
[39 empty] | 45 |  |  |  | 45
[39 empty] | 46 |  |  |  | 46
[39 empty] | 47 |  |  |  | 47
[39 empty] | 48 |  |  |  | 48
[39 empty] | 49 |  |  |  | 49
[39 empty] | 50 |  |  |  | 50
Note on O111: Wenn die Fensterfläche nicht bekannt ist (=0), wird die Außenwand als Fassadenfläche interpretiert. Von dieser wird dann die geschätzte Fensterfläche abgezogen.
Note on AN86: Bitte trotzdem den Typ der Verglasung ankreuzen, da hiervon der verwendete g-Wert abhängt.
(z.B. DIN 4108 Beiblatt eingehalten)
direkt angrenzende Nachbargebäude
Grundriss
Dach
Flachdach oder
flach geneigtes Dach
Dachgeschoss unbeheizt
Dachgeschoss teilweise beheizt
Dachgeschoss voll beheizt
Dachgauben oder andere
Dachaufbauten vorhanden
Keller
nicht unterkellert
Kellergeschoss unbeheizt
Kellergeschoss teilweise beheizt
Kellergeschoss voll beheizt
lichte Raumhöhe
niedrig
normal
hoch
sehr hoch
unter
2,30m
2,30m
bis 2,70m
2,70m
bis 3,20m
über
3,20m
Konstruktionsart und nachträgliche Dämmung
Fenster
kompakt
langgestreckt
oder gewinkelt
oder komplex
automatisch
manuell
Wärmebrücken
(z.B. massive Geschossdecken UND Innendämmung der Wände)
keine Besonderheiten bzw. nicht bekannt
wärmegedämmter Rahmen (bei 3-fach-WS-Vergl.)
Sonder-Bauformen
Alternative Eingaben
Berechnungsmethode
Datenerhebung Details / EnEV-Vereinfachungen
Gebäude-Dichtheit
Liste aktualisieren
Liste aktualisieren
nur Eingabeblatt "form building"
alle Eingabeblätter
Diagramme
Daten holen

## form system
overview | [22 empty] | show_rows_form_system_preparation |  |  | show_rows_form_system
TRUE
| Auswahl Variante | [20 empty] | Berechnung |  |  |  | TRUE
TRUE
TRUE
| Daten von anderer Variante holen | [24 empty] | TRUE
[26 empty] | TRUE | [6 empty] | 1
[26 empty] | TRUE |  | form_datafields_system
| vordefinierte Maßnahme laden | [24 empty] | 1 | [6 empty] | German | German | English
[26 empty] | 1 | [6 empty] | Gebäude: Bahnhofstr. 214 Bahnhofsgebiet, 63263 Neu-Isenburg | Gebäude: Bahnhofstr. 214 Bahnhofsgebiet, 63263 Neu-Isenburg | Building: Bahnhofstr. 214 Bahnhofsgebiet, 63263 Neu-Isenburg
[26 empty] | 1 | [6 empty] | Kurzverfahren Energieprofil | Kurzverfahren Energieprofil | Simplified Energy Profile Procedure
[26 empty] | 1 | [6 empty] | Formular Heizsystem | Formular Heizsystem | Form System
| vordefinierte Methode laden | [24 empty] | 1
[26 empty] | 1 | [6 empty] | Zentrale Beheizung | Zentrale Beheizung | central heating system
[26 empty] | 1 | [6 empty] | Typ | Typ | type
[26 empty] | TRUE | 1 | ID | KVEP-VOK-5000.S2620.001 |  |  |  |  | Datensatz-Identifikation | dataset identification
[26 empty] | TRUE | 2 | date | 2026-07-29 02:20 |  |  |  |  | Datum | date
[22 empty] | Aktueller Datensatz |  |  |  | TRUE | 3 | CB_centralheating_building | 1 |  |  |  | Zentralheizung | Zentralheizung | central heating
Kurzverfahren Energieprofil | [20 empty] | Formular Heizsystem | KVEP-VOK-5000.S2620.001 |  |  |  | TRUE | 4 | CB_centralheating_apartment | 0 |  |  |  | Gas-Etagenheizung | Gas-Etagenheizung | gas apartment heating system
[26 empty] | TRUE | 5 | OB_f_centralheating | 1 | 1 | 5 |  | Zentralheizung bzw. Gas-Etagenheizung versorgt: | Zentralheizung bzw. Gas-Etagenheizung versorgt: | central / apartment heating supplies:
[26 empty] | TRUE |  |  | 1 | 1 |  | 1 | das ganze Gebäude | das ganze Gebäude | the whole building
[26 empty] | TRUE |  |  | 2 | 0.75 |  | 2 | 75% | 75% | 75%
[26 empty] | TRUE |  |  | 3 | 0.5 |  | 3 | 50% | 50% | 50%
[26 empty] | TRUE |  |  | 4 | 0.25 |  | 4 | 25% | 25% | 25%
[26 empty] | TRUE |  |  | 5 | 0 |  | 5 | nur raumweise Beheizung | nur raumweise Beheizung | decentral heating
|  | Kessel oder Therme | [23 empty] | TRUE | [6 empty] | Teile des Gebäudes, nämlich: | Teile des Gebäudes, nämlich: | parts of the building, in particular
[7 empty] | Erdgas |  |  |  | Konstanttemperatur | [7 empty] | bis 1986 | [6 empty] | TRUE | [6 empty] | der Wohnfläche | der Wohnfläche | of the living space
[7 empty] | Heizöl |  |  |  | Niedertemperatur | [7 empty] | 1987-1994 | [6 empty] | TRUE | [6 empty] | Wärmeerzeuger | Wärmeerzeuger | heat generator
[7 empty] | Flüssiggas |  |  |  | Brennwertkessel | [7 empty] | ab 1995 | [6 empty] | TRUE | 6 | CB_boiler | 1 |  |  |  | Kessel oder Therme | Kessel oder Therme | boiler
[26 empty] | TRUE | 7 | OB_boiler_fuel | 2 | oil | 3 |  | Brennstoff | Brennstoff | fuel
|  | Holzkessel | [23 empty] | TRUE |  |  | 1 | gas |  | 1 | Erdgas | Erdgas | natural gas
[7 empty] | Pellets / Holzhackschnitzel |  |  |  | Scheitholz | [14 empty] | TRUE |  |  | 2 | oil |  | 2 | Heizöl | Heizöl | heating oil
[26 empty] | TRUE |  |  | 3 | gas.liquid |  | 3 | Flüssiggas | Flüssiggas | fluid gas
|  | Elektro-Wärmepumpe | [23 empty] | TRUE | 8 | OB_boiler_type | 2 | b.lt | 3 |  | Kesseltyp | Kesseltyp | type of boiler
[7 empty] | Außenluft | [11 empty] | bis 1994 | [6 empty] | TRUE |  |  | 1 | b.nc.ct |  | 1 | Konstanttemperatur | Konstanttemperatur | constant temperature
[7 empty] | Erdreich/Grundwasser |  |  |  | zusätzl. elektr. Heizstab | [7 empty] | ab 1995 | [6 empty] | TRUE |  |  | 2 | b.lt |  | 2 | Niedertemperatur | Niedertemperatur | low temperature
|  | Elektro-Speicher | [23 empty] | TRUE |  |  | 3 | b.c |  | 3 | Brennwertkessel | Brennwertkessel | condensing
[26 empty] | TRUE | 9 | OB_boiler_year | 2 | 1987 ... 1994 | 3 |  | Baujahr | Baujahr | age of installation
|  | Fern-/Nahwärme | [23 empty] | TRUE |  |  | 1 | ... 1986 |  | 1 | bis 1986 | bis 1986 | old
[7 empty] | fossil |  |  |  | Kessel / Heizwerk | [14 empty] | TRUE |  |  | 2 | 1987 ... 1994 |  | 2 | 1987-1994 | 1987-1994 | medium
[7 empty] | Biomasse |  |  |  | Heizkraftwerk / BHKW | [14 empty] | TRUE |  |  | 3 | 1995 ... |  | 3 | ab 1995 | ab 1995 | new
[7 empty] | Biomasse + fossil |  |  |  | nicht bekannt | [14 empty] | TRUE | 10 | CB_woodboiler | 0 |  |  |  | Holzkessel | Holzkessel | wood boiler
[26 empty] | TRUE | 11 | OB_woodboiler_fuel | #N/A | #N/A | 2 |  | Brennstoff | Brennstoff | fuel
[26 empty] | TRUE |  |  | 1 | bio.wp |  | 1 | Pellets / Holzhackschnitzel | Pellets / Holzhackschnitzel | pellets / wood chips
[8 empty] | ja |  |  | bis 1978 | [6 empty] | 1979 bis 1994 | [7 empty] | TRUE |  |  | 2 | bio.fw |  | 2 | Scheitholz | Scheitholz | fire wood
[8 empty] | nein |  |  | bis 1978, nachträgl. gedämmt | [6 empty] | ab 1995 | [7 empty] | TRUE | 12 | CB_heatpump | 0 |  |  |  | Elektro-Wärmepumpe | Elektro-Wärmepumpe | electrical heat pump
[26 empty] | TRUE | 13 | OB_heatpump_type | #N/A | #N/A | 2 |  | Wärmequelle | Wärmequelle | heat source
[26 empty] | TRUE |  |  | 1 | hp.air |  | 1 | Außenluft | Außenluft | external air
[26 empty] | TRUE |  |  | 2 | hp.soil |  | 2 | Erdreich/Grundwasser | Erdreich/Grundwasser | soil / groundwater
|  | Einzelöfen mit Brennstoff: | [7 empty] | Heizöl |  |  | Kohle |  | Holz | Gas | [9 empty] | TRUE | 14 | CB_heatpump_hr | 0 |  |  |  | zusätzl. elektr. Heizstab | zusätzl. elektr. Heizstab | additional el. heating rod
|  | Elektro-Heizgeräte / Elektro-Öfen | [7 empty] | mit Nachtspeicher (Sondertarif) | [15 empty] | TRUE | 15 | OB_heatpump_year | #N/A | #N/A | 2 |  | Baujahr | Baujahr | age of installation
[26 empty] | TRUE |  |  | 1 | ... 1994 |  | 1 | bis 1994 | bis 1994 | old / medium
[26 empty] | TRUE |  |  | 2 | 1995 ... |  | 2 | ab 1995 | ab 1995 | new
|  | kombiniert mit Zentralheizg. oder Etagenheizg. (s.o) | [8 empty] | mit Warmwasserzirkulation | [14 empty] | TRUE | 16 | CB_el_storage | 0 |  |  |  | Elektro-Speicher | Elektro-Speicher | electrical storage
|  | direkt mit Gas befeuerter Speicher | [8 empty] | mit thermischer Solaranlage | [14 empty] | TRUE | [6 empty] | für Heizzwecke | für Heizzwecke | for heating purposes
|  | zentraler Elektro-Speicher | [16 empty] | bis 1994 | [6 empty] | TRUE | 17 | CB_districtheating | 0 |  |  |  | Fern-/Nahwärme | Fern-/Nahwärme | district heating
|  | Kellerluft-/Abluft-Wärmepumpe | [7 empty] | Baualter der Verteilung | [8 empty] | ab 1995 | [6 empty] | TRUE | [6 empty] | Brennstoff | Brennstoff | fuel
[11 empty] | bis 1978 | [14 empty] | TRUE | 18 | OB_districtheating_fuel | #N/A | #N/A | 3 |  | Brennstoff | Brennstoff | fuel
|  | Gas-Durchlauferhitzer | [8 empty] | bis 1978, nachträgl. gedämmt | [14 empty] | TRUE |  |  | 1 | fossil |  | 1 | fossil | fossil | fossile
|  | Elektro-Durchlauferhitzer | [8 empty] | 1979 bis 1994 | [14 empty] | TRUE |  |  | 2 | bio |  | 2 | Biomasse | Biomasse | biomass
|  | Elektro-Speicher / -Kleinspeicher | [8 empty] | ab 1995 | [14 empty] | TRUE |  |  | 3 | bio&fossil |  | 2 | Biomasse + fossil | Biomasse + fossil | biomass + fossile
[26 empty] | TRUE | 19 | OB_districtheating_type | #N/A | #N/A | 3 |  | Wärmeerzeugung | Wärmeerzeugung | heat generation
[26 empty] | TRUE |  |  | 1 | dh.b |  | 1 | Kessel / Heizwerk | Kessel / Heizwerk | boiler / heating station
[26 empty] | TRUE |  |  | 2 | dh.chp |  | 2 | Heizkraftwerk / BHKW | Heizkraftwerk / BHKW | CHP station
|  |  |  | Liter Heizöl |  |  |  |  | kWh Fernwärme | [7 empty] | kg Pellets | [8 empty] | TRUE |  |  | 3 | dh |  | 3 | nicht bekannt | nicht bekannt | unknown
[5 empty] | m³ | kWh Erdgas |  |  | kWh Heizstrom | [7 empty] | Raummeter Holz | [8 empty] | TRUE | 20 | CB_districtheating_chp | 0 |  |  |  | Anteil Kraft-Wärme-Kopplung > 50% | Anteil Kraft-Wärme-Kopplung > 50% | fraction of CHP > 50%
|  |  |  | Liter Flüssiggas | [12 empty] | Schüttkubikmeter Kohle | [8 empty] | TRUE | [6 empty] | Heizungsverteilung | Heizungsverteilung | space heating distribution
[26 empty] | TRUE | 21 | OB_sh_distribution_type | 1 | yes | 2 |  | Verlaufen Heizungsrohre im unbeheizten Keller oder Dach? | Verlaufen Heizungsrohre im unbeheizten Keller oder Dach? | heating pipes in unheated spaces (attic, cellar)
|  | Heizung (ohne Warmw.) | [5 empty] | Jahr: |  |  |  | (bis Jahr: | [7 empty] | ja | [5 empty] | TRUE |  |  | 1 | yes |  | 1 | ja | ja | yes
|  | Heizung und Warmwasser | [17 empty] | nein | [5 empty] | TRUE |  |  | 2 | no |  | 2 | nein | nein | no
[26 empty] | TRUE | 22 | OB_sh_distribution_year | 3 | 1979 ... 1994 | 4 |  | Baualter der Heizungsverteilung (im unbeh. Bereich) | Baualter der Heizungsverteilung (im unbeh. Bereich) | age of space heating distribution
[26 empty] | TRUE |  |  | 1 | ... 1978 |  | 1 | bis 1978 | bis 1978 | old
Gebäude: Bahnhofstr. 214 Bahnhofsgebiet, 63263 Neu-Isenburg | [25 empty] | TRUE |  |  | 2 | ... 1978 mod |  | 2 | bis 1978, nachträgl. gedämmt | bis 1978, nachträgl. gedämmt | old, later insulated
[26 empty] | TRUE |  |  | 3 | 1979 ... 1994 |  | 3 | 1979 bis 1994 | 1979 bis 1994 | medium
[26 empty] | TRUE |  |  | 4 | 1995 ... |  | 4 | ab 1995 | ab 1995 | new
[26 empty] | TRUE | [6 empty] | Raumweise Beheizung | Raumweise Beheizung | decentral heating
[23 empty] | TRUE | 1 | 1 | TRUE | 23 | CB_stove_fuel | 0 |  |  |  | Einzelöfen mit Brennstoff: | Einzelöfen mit Brennstoff: | stoves
[26 empty] | 1 | 24 | CB_stove_oil | 0 |  |  |  | Heizöl | Heizöl | heating oil
[26 empty] | 1 | 25 | CB_stove_coal | 0 |  |  |  | Kohle | Kohle | coal
| Eingabe Lüftungsdaten | [24 empty] | 1 | 26 | CB_stove_wood | 0 |  |  |  | Holz | Holz | wood
[26 empty] | 1 | 27 | CB_stove_gas | 0 |  |  |  | Gas | Gas | gas
[26 empty] | 1 | 28 | CB_stove_el |  |  |  |  | Elektro-Heizgeräte / Elektro-Öfen | Elektro-Heizgeräte / Elektro-Öfen | direct electrical devices
| Optionsfelder | [24 empty] | 1 | 29 | CB_stove_el_op | 0 |  |  |  | mit Nachtspeicher (Sondertarif) | mit Nachtspeicher (Sondertarif) | with night storage
[26 empty] | 1 | [6 empty] | Warmwasserbereitung | Warmwasserbereitung | domestic hot water
[26 empty] | 1 | 30 | CB_hw_centralheating | TRUE |  |  |  | kombiniert mit Zentralheizg. oder Etagenheizg. (s.o) | kombiniert mit Zentralheizg. oder Etagenheizg. (s.o) | combined with central or apartment heating system
|  |  | keine | [8 empty] | aktiviert | [13 empty] | 1 | 31 | CB_hw_gas_storage | 0 |  |  |  | direkt mit Gas befeuerter Speicher | direkt mit Gas befeuerter Speicher | storage with gas-fueld burner
|  |  | Abluftanlage (kontinuierlich betrieben) | [8 empty] | 1 | [13 empty] | 1 | 32 | CB_hw_central_el_storage | 0 |  |  |  | zentraler Elektro-Speicher | zentraler Elektro-Speicher | central electrical storage
|  |  | Zu-/Abluft mit 60% Wärmerückgewinnung | [22 empty] | 1 | 33 | CB_hw_cellar_heatpump | 0 |  |  |  | Kellerluft-/Abluft-Wärmepumpe | Kellerluft-/Abluft-Wärmepumpe | cellar / exhaust air heatpump
|  |  | Zu-/Abluft mit 80% Wärmerückgewinnung | [22 empty] | 1 | 34 | CB_hw_gas_heater | 0 |  |  |  | Gas-Durchlauferhitzer | Gas-Durchlauferhitzer | instantaneous gas waterheater
[26 empty] | 1 | 35 | CB_hw_el_heater | 0 |  |  |  | Elektro-Durchlauferhitzer | Elektro-Durchlauferhitzer | instantaneous electrical waterheater
[26 empty] | 1 | 36 | CB_hw_decentral_el_storage | 0 |  |  |  | Elektro-Speicher / -Kleinspeicher | Elektro-Speicher / -Kleinspeicher | electrical storage
[12 empty] | aktiviert | [13 empty] | 0 | [6 empty] | zentrale Warmwasserber. | zentrale Warmwasserber. | central domestic hot water system
| Direkte Eingabe von Werten | [10 empty] | 0 | [13 empty] | 0 | 37 | CB_hw_circ | 1 |  |  |  | mit Warmwasserzirkulation | mit Warmwasserzirkulation | with circulation loop
[26 empty] | 0 | 38 | CB_hw_solar | 0 |  |  |  | mit thermischer Solaranlage | mit thermischer Solaranlage | with thermal solar system
|  | mechanischer Luftwechsel | [11 empty] | 1/h | [11 empty] | 0 | 39 | OB_hw_distribution_year | 3 | 1979 ... 1994 | 4 |  | Baualter der Verteilung | Baualter der Verteilung | age of dhw distribution system
|  | Luftwechsel durch Fugen + Fensteröffnung | [11 empty] | 1/h | [11 empty] | 0 |  |  | 1 | ... 1978 |  | 1 | bis 1978 | bis 1978 | old
|  | Temperaturbereitstellungsgrad | [23 empty] | 0 |  |  | 2 | ... 1978 mod |  | 2 | bis 1978, nachträgl. gedämmt | bis 1978, nachträgl. gedämmt | old, later insulated
[26 empty] | 0 |  |  | 3 | 1979 ... 1994 |  | 3 | 1979 bis 1994 | 1979 bis 1994 | medium
[26 empty] | 0 |  |  | 4 | 1995 ... |  | 4 | ab 1995 | ab 1995 | new
[26 empty] | TRUE | 40 | OB_hw_storage_year | 1 | ... 1994 | 2 |  | Einbau Speicher | Einbau Speicher | age of storage
[26 empty] | TRUE |  |  | 1 | ... 1994 |  | 1 | bis 1994 | bis 1994 | old / medium
[26 empty] | TRUE |  |  | 2 | 1995 ... |  | 2 | ab 1995 | ab 1995 | new
[26 empty] | TRUE | [6 empty] | bzw. Durchlauf-erhitzer | bzw. Durchlauf-erhitzer | or instantaneous heater
[26 empty] | TRUE | [6 empty] | Gemessener Jahres-Energieverbrauch | Gemessener Jahres-Energieverbrauch | measured energy consumption
[23 empty] | TRUE | FALSE | 1 | 1 | [6 empty] | bei zentral beheizten Gebäuden | bei zentral beheizten Gebäuden | in case of central heated buildings
[26 empty] | 1 | 41 | consumption_oil | 0 |  |  |  | Liter Heizöl | Liter Heizöl | litre heating oil
[26 empty] | 1 | 42 | consumption_natural_gas | 0 |  |  |  | Erdgas | Erdgas | natural gas
[26 empty] | 1 | 43 | OB_consumption_natural_gas | 2 | kWh | 2
| Methode Anlagentechnik | [24 empty] | 1 |  |  | 1 | cbm |  | 1 | m³ | m³ | m³
[26 empty] | 1 |  |  | 2 | kWh |  | 2 | kWh | kWh | kWh
| Tabellenwerte Anlagentechnik | [24 empty] | 1 | 44 | consumption_liquid_gas | 0 |  |  |  | Liter Flüssiggas | Liter Flüssiggas | litre fluid gas
[26 empty] | 1 | 45 | consumption_coal | 0 |  |  |  | Schüttkubikmeter Kohle | Schüttkubikmeter Kohle | m³ coal
| Tabellenwerte Energieträger | [24 empty] | 1 | 46 | consumption_dh | 0 |  |  |  | kWh Fernwärme | kWh Fernwärme | kWh district heating
| (derzeit nur eine mögliche Eingabe)) | [24 empty] | 1 | 47 | consumption_el | 0 |  |  |  | kWh Heizstrom | kWh Heizstrom | kWh electricity for heating
[26 empty] | 1 | 48 | consumption_firewood | 0 |  |  |  | Raummeter Holz | Raummeter Holz | m³ wood
[26 empty] | 1 | 49 | consumption_woodpellets | 0 |  |  |  | kg Pellets | kg Pellets | kg wood pellets
[26 empty] | TRUE | 50 | OB_consumption_with_hw | 2 | h+w | 2 |  | Jahresverbrauch für | Jahresverbrauch für | annual consumption for
[26 empty] | TRUE |  |  | 1 | h |  | 1 | Heizung (ohne Warmw.) | Heizung (ohne Warmw.) | space heating (without dhw)
[26 empty] | TRUE |  |  | 2 | h+w |  | 2 | Heizung und Warmwasser | Heizung und Warmwasser | space heating and dhw
[26 empty] | TRUE | [6 empty] | Zeitraum der Erfassung | Zeitraum der Erfassung | period of measurement
[26 empty] | TRUE | 51 | consumption_year1 | 0 |  |  |  | Jahr: | Jahr: | year:
[26 empty] | TRUE | 52 | consumption_year2 | 0 |  |  |  | (bis Jahr: | (bis Jahr: | (until year:
[26 empty] | TRUE | [6 empty] | Wurden in diesem Zeitraum energet. Verbesserungen durchgeführt? | Wurden in diesem Zeitraum energet. Verbesserungen durchgeführt? | Have there been implemented refurbishments during this period
[26 empty] | TRUE | 53 | OB_modernisation_in_consumption_period | #N/A | #N/A | 2 |  | bei Mittelwert über mehrere Jahre) | bei Mittelwert über mehrere Jahre) | in case of average: over several years)
[26 empty] | TRUE |  |  | 1 | yes |  | 1 | ja | ja | yes
[26 empty] | TRUE |  |  | 2 | no |  | 2 | nein | nein | no
[26 empty] | TRUE | 54 | OB_type_intake_ventilation | 2 | cat | 10
[29 empty] | 1 | num |  | 1 | direkte Eingabe von Luftwechsel und Temperaturbereitstellungsgrad | direkte Eingabe von Luftwechsel und Temperaturbereitstellungsgrad
[29 empty] | 2 | cat |  | 2 | Typ Lüftung (Optionsfelder) | Typ Lüftung (Optionsfelder)
[29 empty] | 3 |  |  | 3
[29 empty] | 4 |  |  | 4
[29 empty] | 5 |  |  | 5
[29 empty] | 6 |  |  | 6
[29 empty] | 7 |  |  | 7
[29 empty] | 8 |  |  | 8
[29 empty] | 9 |  |  | 9
[29 empty] | 10 |  |  | 10
[27 empty] | 55 | OB_type_vent | 1 | none | 4 |  | Lüftungsanlage | Lüftungsanlage
[29 empty] | 1 | none |  | 1 | keine | keine
[29 empty] | 2 | ex |  | 2 | Abluftanlage (kontinuierlich betrieben) | Abluftanlage (kontinuierlich betrieben)
[29 empty] | 3 | supex.rec.60 |  | 3 | Zu-/Abluft mit 60% Wärmerückgewinnung | Zu-/Abluft mit 60% Wärmerückgewinnung
[29 empty] | 4 | supex.rec.80 |  | 4 | Zu-/Abluft mit 80% Wärmerückgewinnung | Zu-/Abluft mit 80% Wärmerückgewinnung
[27 empty] | 56 | n_vent_mech | 0
[27 empty] | 57 | n_vent_other | 0
[27 empty] | 58 | eta_vent_rec | 0
[27 empty] | 59 | OB_method_sys | 1 | tab | 10
[29 empty] | 1 | tab |  | 1 | Tabellenwerte, ohne Anpassung der Heizperiodenlänge | Tabellenwerte, ohne Anpassung der Heizperiodenlänge
[29 empty] | 2 | tab.hpvar |  | 2 | Tabellenwerte, mit Anpassung der Heizperiodenlänge | Tabellenwerte, mit Anpassung der Heizperiodenlänge
[29 empty] | 3 |  |  | 3
[29 empty] | 4 |  |  | 4
[29 empty] | 5 |  |  | 5
[29 empty] | 6 |  |  | 6
[29 empty] | 7 |  |  | 7
[29 empty] | 8 |  |  | 8
[29 empty] | 9 |  |  | 9
[29 empty] | 10 |  |  | 10
[27 empty] | 60 | OB_table_sys | 2 | de.KVEP | 10
[29 empty] | 1 | de.EnEV.2007 |  | 1 | Tabellenwerte EnEV 2007 | Tabellenwerte EnEV 2007
[29 empty] | 2 | de.KVEP |  | 2 | Tabellenwerte Kurzverfahren Energieprofil (KVEP) | Tabellenwerte Kurzverfahren Energieprofil (KVEP)
[29 empty] | 3 |  |  | 3
[29 empty] | 4 |  |  | 4
[29 empty] | 5 |  |  | 5
[29 empty] | 6 |  |  | 6
[29 empty] | 7 |  |  | 7
[29 empty] | 8 |  |  | 8
[29 empty] | 9 |  |  | 9
[29 empty] | 10 |  |  | 10
[27 empty] | 61 | OB_table_energyware | 1 | de.EnEV.2007 | 10
[29 empty] | 1 | de.EnEV.2007 |  | 1 | Tabellenwerte EnEV 2007 | Tabellenwerte EnEV 2007
[29 empty] | 2 | de.KVEP |  | 2 | Tabellenwerte Kurzverfahren Energieprofil (KVEP) | Tabellenwerte Kurzverfahren Energieprofil (KVEP)
[29 empty] | 3 |  |  | 3
[29 empty] | 4 |  |  | 4
[29 empty] | 5 |  |  | 5
[29 empty] | 6 |  |  | 6
[29 empty] | 7 |  |  | 7
[29 empty] | 8 |  |  | 8
[29 empty] | 9 |  |  | 9
[29 empty] | 10 |  |  | 10
Anteil Kraft-Wärme-Kopplung > 50%
Zentralheizung bzw. Gas-Etagenheizung versorgt:
Heizungsverteilung
Baualter der Heizungsverteilung (im unbeh. Bereich)
Baujahr
Brennstoff
Kesseltyp
Brennstoff
Wärmequelle
Baujahr
Wärmeerzeugung
das ganze Gebäude
Teile des Gebäudes, nämlich:
75%
der Wohnfläche
50%
25%
Typ
zentrale Warmwasserber.
Einbau Speicher
Jahresverbrauch für
Lüftungsanlage
Zentralheizung
Gas-Etagenheizung
Zentrale Beheizung
Raumweise Beheizung
Warmwasserbereitung
Gemessener Jahres-Energieverbrauch
Verlaufen Heizungsrohre im unbeheizten Keller oder Dach?
bei zentral beheizten Gebäuden
für Heizzwecke
Zeitraum der Erfassung
automatisch
manuell
Wurden in diesem Zeitraum energet. Verbesserungen durchgeführt?
bei Mittelwert über mehrere Jahre)
nur raumweise Beheizung
Lüftung / Lüftungsanlage
Berechnungsmethode Anlagentechnik
Liste aktualisieren
Liste aktualisieren
bzw. Durchlauf-erhitzer
nur Eingabeblatt "form system"
alle Eingabeblätter
Diagramme
Daten holen
Brennstoff

## form economy
overview
TRUE
| Auswahl Variante | [29 empty] | Berechnung |  | standard | experte
[32 empty] | show_rows_form_economy_preparation |  |  | show_rows_form_economy
[35 empty] | TRUE |  | OB = option button
| Daten von anderer Variante holen | [33 empty] | TRUE |  | CB = check box
[35 empty] | TRUE | [7 empty] | 1
[35 empty] | TRUE |  |  | form_datafields_building
| vordefinierte Maßnahme laden | [33 empty] | TRUE | [7 empty] | German | German | English
[35 empty] | TRUE | [7 empty] | Gebäude: Bahnhofstr. 214 Bahnhofsgebiet, 63263 Neu-Isenburg | Gebäude: Bahnhofstr. 214 Bahnhofsgebiet, 63263 Neu-Isenburg | Building: Bahnhofstr. 214 Bahnhofsgebiet, 63263 Neu-Isenburg
[35 empty] | TRUE | [7 empty] | Kurzverfahren Energieprofil | Kurzverfahren Energieprofil | Simplified Energy Profile Procedure
[13 empty] | ID_template_measure | EN_GROS.rb.oekonomie | [14 empty] | 27 | [5 empty] | TRUE | [7 empty] | Formular Gebäude | Formular Gebäude | Form building
[35 empty] | TRUE | 1 |  | ID | KVEP-VOK-5000.S2620.001 |  |  |  | Datensatz-Identifikation | Datensatz-Identifikation
[35 empty] | TRUE | 2 |  | date | 2026-07-29 02:20 |  |  |  |  | Datum
[35 empty] | TRUE | 3 |  | system_h_dimensioning_temp_diff | 0
Kurzverfahren Energieprofil | [29 empty] | Maßnahmen |  |  |  |  | TRUE | 4 |  | costs_insulation_price_factor | 0
[35 empty] | TRUE | 5 |  | costs_window_price_factor | 0
[35 empty] | TRUE | 6 |  | costs_system_price_factor | 0
| Variante | [33 empty] | TRUE | 7 |  | price_fuels | 0
[11 empty] | Referenz |  |  | aktuell | [20 empty] | TRUE | 8 |  | price_dh | 0
|  | Variante Nummer | [8 empty] | 1 |  |  | 1 | [20 empty] | TRUE | 9 |  | price_el | 0
[10 empty] | name_variant | [24 empty] | TRUE | 10 |  | f_adapt_m_c_manual | 0
[35 empty] | TRUE | 11 |  | OB_type_adapt_m_c | #N/A | #N/A | 10
| Allgemeine Daten | [33 empty] | TRUE |  |  |  | 1 | none |  | 1 | keine Anpassung | keine Anpassung
[35 empty] | TRUE |  |  |  | 2 | measured |  | 2 | an gemessenen Verbrauch | an gemessenen Verbrauch
|  | beheizte Wohnfläche | [7 empty] | A_C_living | 2499.35 |  |  | 2499.35 |  |  | m² | [17 empty] | TRUE |  |  |  | 3 | expected |  | 3 | an Erwartungswert des Verbrauchs | an Erwartungswert des Verbrauchs
|  | Anzahl Geschosse (effektiv) | [7 empty] | n_storey_eff_out | #REF! |  |  | #REF! | [20 empty] | TRUE |  |  |  | 4 | measured / expected |  | 4 | an Messwert oder an Erwartungswert (auto) | an Messwert oder an Erwartungswert (auto)
|  | Anzahl Wohneinheiten | [7 empty] | n_apartments | 39 |  |  | 39 | [20 empty] | TRUE |  |  |  | 5 | manual |  | 5 | manuell | manuell
|  | Gebäudegrundfläche | [7 empty] | A_floor_out | #REF! |  |  | #REF! |  |  | m² | [17 empty] | TRUE |  |  |  | 6 |  |  | 6
[35 empty] | TRUE |  |  |  | 7 |  |  | 7
|  | Energiebezugsfläche | [7 empty] | A_ref | #REF! |  |  | #REF! |  |  | m² | [17 empty] | TRUE |  |  |  | 8 |  |  | 8
|  | Typ Energiebezugsfläche | [7 empty] | type_ref_area | #REF! |  |  | #REF! | [20 empty] | TRUE |  |  |  | 9 |  |  | 9
[35 empty] | TRUE |  |  |  | 10 |  |  | 10
|  | Wärmeverluste pro m² EBF pro Kelvin | [7 empty] | h_Aref | #REF! |  |  | #REF! |  |  | W/(m²K) | [17 empty] | TRUE | 12 |  | economy_calculation_period | 0
[35 empty] | TRUE | 13 |  | economy_inflation | 0
|  | Temperaturdifferenz max. Heizleistung | [7 empty] | system_h_dimensioning_temp_diff | 0 | [5 empty] | K | [17 empty] | TRUE | 14 |  | economy_interest | 0
|  | max. Leistung Raumheizung | [8 empty] | #REF! |  |  | #REF! |  |  | kW | [17 empty] | TRUE | 15 |  | economy_energy_price_increase_rate | 0
[35 empty] | TRUE | 16 |  | economy_II_empty_rate_before_measures | 0
|  | Preisfaktor Dämm-Maßnahmen | [10 empty] | costs_insulation_price_factor | [21 empty] | TRUE | 17 |  | economy_II_rent_before_measures | 0
|  | Preisfaktor Fenster | [10 empty] | costs_window_price_factor | [21 empty] | TRUE | 18 |  | economy_II_reference_rent | 0
|  | Preisfaktor Anlagentechnik | [10 empty] | costs_system_price_factor | [21 empty] | TRUE | 19 |  | economy_II_reference_rent_upper_margin | 0
[35 empty] | TRUE | 20 |  | economy_II_rents_price_increase_rate | 0
[35 empty] | TRUE | 21 |  | economy_II_rents_price_increase_rate_second_period | 0
[35 empty] | TRUE | 22 |  | economy_II_empty_rate_after_measures | 0
[35 empty] | TRUE | 23 |  | OB_economy_II_type_new_rent | #N/A | #N/A | 10
[35 empty] | TRUE |  |  |  | 1 | increased by heating costs reduction |  | 1 | Miete bei warmmietenneutraler Erhöhung 1. Jahr | Miete bei warmmietenneutraler Erhöhung 1. Jahr
Wärmeschutzmaßnahmen | [34 empty] | TRUE |  |  |  | 2 | increased by double heating costs reduction |  | 2 | Miete doppelte Energiekostenersparnis | Miete doppelte Energiekostenersparnis
[35 empty] | TRUE |  |  |  | 3 | allocation investive costs |  | 3 | Miete 11% Umlage | Miete 11% Umlage
[35 empty] | TRUE |  |  |  | 4 | allocation investive costs without funding |  | 4 | Miete 11 % Umlage abzügl. Förderung | Miete 11 % Umlage abzügl. Förderung
| Dach | [33 empty] | TRUE |  |  |  | 5 | manual |  | 5 | neue Miete - manueller Wert | neue Miete - manueller Wert
[35 empty] | TRUE |  |  |  | 6 |  |  | 6
[11 empty] | Referenz |  |  | aktuell | [20 empty] | 1 |  |  |  | 7 |  |  | 7
|  |  | Bauteilfläche | [6 empty] | A_roof_out | #REF! |  |  | #REF! |  |  | m² | [17 empty] | 1 |  |  |  | 8 |  |  | 8
|  |  | U-Wert Urzustand | [6 empty] | U0_roof_out | #REF! |  |  | #REF! |  |  | W/(m²K) | [17 empty] | 1 |  |  |  | 9 |  |  | 9
|  |  | U-Wert inklusive zusätzlicher Dämmung | [6 empty] | U_roof_out | #REF! |  |  | #REF! |  |  | W/(m²K) | [17 empty] | 1 |  |  |  | 10 |  |  | 10
[35 empty] | TRUE | 24 |  | economy_II_new_rent_manual | 0
|  |  | Flächenanteil zusätzliche Dämmung | [6 empty] | f_insulation_roof_out |  |  |  | #REF! | [20 empty] | TRUE | 25 |  | economy_II_new_rent_adaptation_factor | 0
|  |  | gedämmte Bauteilfläche | [10 empty] | #REF! |  |  | m² | [17 empty] | TRUE | 26 |  | economy_II_tax_costs | 0
[35 empty] | 1 | 27 |  | economy_II_depreciation_rate | 0
|  |  | pauschal angesetzte Dämmstärke | [6 empty] | d_insulation_roof_out |  |  |  | #REF! |  |  | cm | [17 empty] | 1 | 28 |  | economy_II_tax_rate | 0
|  |  | pauschal angesetzter Lambda-Wert | [6 empty] | lambda_roof_out |  |  |  | #REF! |  |  | W/(m K) | [17 empty] | 1
|  |  | resultierender zusätzlicher Wärmewiderstand | [10 empty] | #REF! |  |  | m²K/W | [17 empty] | 1
|  |  | U-Wert gedämmter Bereich | [10 empty] | #REF! |  |  | m²K/W | [17 empty] | 1
1
|  | Wärmewiderstand zusätzl. gedämmte Fläche | [32 empty] | 1
|  |  | gesamt | [10 empty] | #REF! |  |  | m²K/W | [17 empty] | 1
|  |  | zusätzlich gegenüber Ur-Zustand | [10 empty] | #REF! |  |  | m²K/W | [17 empty] | 1
|  |  | zusätzlich gegenüber Ist-Zustand | [10 empty] | #REF! |  |  | m²K/W | [17 empty] | 1
TRUE
|  | Maßnahme | [32 empty] | TRUE | 29 |  | costs_roof_ID | 0
|  |  | vordefinierte Maßnahme bzw. Kostenansatz laden | [31 empty] | TRUE | 30 |  | costs_roof_name | 0
[35 empty] | TRUE | 31 |  | costs_roof_description_1 | 0
[35 empty] | TRUE | 32 |  | costs_roof_description_2 | 0
|  |  | Kurz-Bezeichnung |  |  |  |  | DB costs roof |  |  |  |  | costs_roof_ID | [21 empty] | TRUE | 33 |  | OB_costs_roof_template | #N/A | #N/A | list_datasets_costs_roof_ID
|  |  | Bezeichnung | [9 empty] | costs_roof_name | [21 empty] | TRUE | 34 |  | OB_costs_roof_type_measure | #N/A | #N/A | 10
|  |  | Beschreibung | [9 empty] | costs_roof_description_1 | [21 empty] | TRUE |  |  |  | 1 | exchange |  | 1 | vollständiger Austausch Bauteil | vollständiger Austausch Bauteil
|  |  | Beschreibung / weitere Details | [9 empty] | costs_roof_description_2 | [21 empty] | TRUE |  |  |  | 2 | add.original |  | 2 | zusätzliche Dämmung, Bezug: Ur-Zustand (bei nachträglich erfolgter Dämmung: vorheriges Entfernen) | zusätzliche Dämmung, Bezug: Ur-Zustand (bei nachträglich erfolgter Dämmung: vorheriges Entfernen)
[35 empty] | TRUE |  |  |  | 3 | add.refurbished |  | 3 | zuätzliche Dämmung, Bezug: Ist-Zustand | zuätzliche Dämmung, Bezug: Ist-Zustand
[35 empty] | TRUE |  |  |  | 4 |  |  | 4
|  |  | angesetzter Wärmewiderstand der Maßnahme | [10 empty] | #N/A |  |  | m²K/W | [17 empty] | TRUE |  |  |  | 5 |  |  | 5
[35 empty] | TRUE |  |  |  | 6 |  |  | 6
|  |  | fester zusätzlicher Wärmewiderstand | [9 empty] | costs_roof_R_sup |  |  |  | m²K/W | [17 empty] | TRUE |  |  |  | 7 |  |  | 7
|  |  | Erläuterung zusätzl. Wärmewiderstand | [9 empty] | costs_roof_R_sup_description | [21 empty] | TRUE |  |  |  | 8 |  |  | 8
[35 empty] | TRUE |  |  |  | 9 |  |  | 9
|  |  | Material | [9 empty] | costs_roof_material_insulation | [21 empty] | TRUE |  |  |  | 10 |  |  | 10
|  |  | lamda-Wert | [9 empty] | costs_roof_lambda_insulation |  |  |  | W/(m K) | [17 empty] | TRUE | 35 |  | costs_roof_R_sup | 0
|  |  | resultierende Dämmstärke | [10 empty] | 0 |  |  | cm | [17 empty] | TRUE | 36 |  | costs_roof_R_sup_description | 0
[35 empty] | TRUE | 37 |  | costs_roof_material_insulation | 0
|  | Investitionskosten | [32 empty] | TRUE | 38 |  | costs_roof_lambda_insulation | 0
|  |  | Korrekturfaktor Bauteifläche (z.B. Fenster, Giebel) | [9 empty] | costs_roof_correction_envelope_area | [21 empty] | TRUE | 39 |  | costs_roof_correction_envelope_area | 0
|  |  | korrigierte Bauteilfläche als Grundlage für Kosten | [10 empty] | #REF! |  |  | m² | [17 empty] | TRUE | 40 |  | costs_roof_costs_basis_absolute | 0
[35 empty] | TRUE | 41 |  | costs_roof_costs_basis_per_sqm_living_area | 0
|  |  | Kostenanteil absolut | [9 empty] | costs_roof_costs_basis_absolute |  |  |  | € | [17 empty] | TRUE | 42 |  | costs_roof_costs_basis_per_apartment | 0
|  |  | Kostenanteil pro m² Wohnfläche | [9 empty] | costs_roof_costs_basis_per_sqm_living_area |  |  |  | €/m² | [17 empty] | TRUE | 43 |  | costs_roof_costs_basis_per_sqm | 0
|  |  | Kostenanteil pro Wohnung | [9 empty] | costs_roof_costs_basis_per_apartment |  |  |  | €/apartment | [17 empty] | TRUE | 44 |  | costs_roof_costs_per_cm_per_sqm | 0
|  |  | Kostenanteil pro m² Bauteil | [9 empty] | costs_roof_costs_basis_per_sqm |  |  |  | €/m² | [17 empty] | TRUE | 45 |  | costs_roof_f_costs_anyway | 0
|  |  | Kostenanteil je cm Dämmung und m² Bauteil | [9 empty] | costs_roof_costs_per_cm_per_sqm |  |  |  | €/cm/m² | [17 empty] | TRUE | 46 |  | costs_roof_costs_anyway_per_sqm | 0
|  |  | Preisfaktor Wärmeschutzmaßnahmen | [10 empty] | 0 | [7 empty] | pro m² Bauteil | [12 empty] | TRUE | 47 |  | costs_roof_relative_annual_costs_maintanance | 0
|  |  | Investitionskosten gesamt | [10 empty] | #REF! |  |  | € |  |  |  |  | #REF! |  |  | €/m² | [9 empty] | TRUE | 48 |  | costs_topceiling_ID | 0
[35 empty] | TRUE | 49 |  | costs_topceiling_name | 0
|  | Ohnehin-Kosten | [32 empty] | TRUE | 50 |  | costs_topceiling_description_1 | 0
|  |  | Ohnehin-Kosten bezogen auf Investition | [9 empty] | costs_roof_f_costs_anyway | [21 empty] | TRUE | 51 |  | costs_topceiling_description_2 | 0
|  |  | Ohnehin-Kosten pro m² Bauteil | [9 empty] | costs_roof_costs_anyway_per_sqm |  |  |  | €/m² | [17 empty] | TRUE | 52 |  | OB_costs_topceiling_template | #N/A | #N/A | list_datasets_costs_topceiling_ID
|  |  | Ohnehin-Kosten gesamt | [10 empty] | #REF! |  |  | € |  |  |  |  | #REF! |  |  | €/m² | [9 empty] | TRUE | 53 |  | OB_costs_topceiling_type_measure | #N/A | #N/A | 10
[35 empty] | TRUE |  |  |  | 1 | exchange |  | 1 | vollständiger Austausch Bauteil | vollständiger Austausch Bauteil
|  | Energiebedingte Mehrkosten | [11 empty] | #REF! |  |  | € |  |  |  |  | #REF! |  |  | €/m² | [9 empty] | TRUE |  |  |  | 2 | add.original |  | 2 | zusätzliche Dämmung, Bezug: Ur-Zustand (bei nachträglich erfolgter Dämmung: vorheriges Entfernen) | zusätzliche Dämmung, Bezug: Ur-Zustand (bei nachträglich erfolgter Dämmung: vorheriges Entfernen)
[35 empty] | TRUE |  |  |  | 3 | add.refurbished |  | 3 | zuätzliche Dämmung, Bezug: Ist-Zustand | zuätzliche Dämmung, Bezug: Ist-Zustand
|  | Wartungskosten | [32 empty] | TRUE |  |  |  | 4 |  |  | 4
|  |  | jährliche Wartungskosten bezogen auf Investition | [9 empty] | costs_roof_relative_annual_costs_maintanance |  |  |  | /a | [17 empty] | TRUE |  |  |  | 5 |  |  | 5
|  |  | jährliche Wartungskosten | [10 empty] | #REF! |  |  | €/a |  |  |  |  | #REF! |  |  | €/m²/a | [9 empty] | TRUE |  |  |  | 6 |  |  | 6
[35 empty] | TRUE |  |  |  | 7 |  |  | 7
[35 empty] | TRUE |  |  |  | 8 |  |  | 8
| Oberste Geschossdecke | [33 empty] | TRUE |  |  |  | 9 |  |  | 9
[35 empty] | TRUE |  |  |  | 10 |  |  | 10
[11 empty] | Referenz |  |  | aktuell | [20 empty] | 1 | 54 |  | costs_topceiling_R_sup | 0
|  |  | Bauteilfläche | [6 empty] | A_topceiling_out | #REF! |  |  | #REF! |  |  | m² | [17 empty] | 1 | 55 |  | costs_topceiling_R_sup_description | 0
|  |  | U-Wert Urzustand | [6 empty] | U0_topceiling_out | #REF! |  |  | #REF! |  |  | W/(m²K) | [17 empty] | 1 | 56 |  | costs_topceiling_material_insulation | 0
|  |  | U-Wert inklusive zusätzlicher Dämmung | [6 empty] | U_topceiling_out | #REF! |  |  | #REF! |  |  | W/(m²K) | [17 empty] | 1 | 57 |  | costs_topceiling_lambda_insulation | 0
[35 empty] | TRUE | 58 |  | costs_topceiling_correction_envelope_area | 0
|  |  | Flächenanteil zusätzliche Dämmung | [6 empty] | f_insulation_topceiling_out |  |  |  | #REF! | [20 empty] | TRUE | 59 |  | costs_topceiling_costs_basis_absolute | 0
|  |  | gedämmte Bauteilfläche | [10 empty] | #REF! |  |  | m² | [17 empty] | TRUE | 60 |  | costs_topceiling_costs_basis_per_sqm_living_area | 0
[35 empty] | 1 | 61 |  | costs_topceiling_costs_basis_per_apartment | 0
|  |  | pauschal angesetzte Dämmstärke | [6 empty] | d_insulation_topceiling_out |  |  |  | #REF! |  |  | cm | [17 empty] | 1 | 62 |  | costs_topceiling_costs_basis_per_sqm | 0
|  |  | pauschal angesetzter Lambda-Wert | [6 empty] | lambda_topceiling_out |  |  |  | #REF! |  |  | W/(m K) | [17 empty] | 1 | 63 |  | costs_topceiling_costs_per_cm_per_sqm | 0
|  |  | resultierender zusätzlicher Wärmewiderstand | [10 empty] | #REF! |  |  | m²K/W | [17 empty] | 1 | 64 |  | costs_topceiling_f_costs_anyway | 0
|  |  | U-Wert gedämmter Bereich | [10 empty] | #REF! |  |  | m²K/W | [17 empty] | 1 | 65 |  | costs_topceiling_costs_anyway_per_sqm | 0
[35 empty] | 1 | 66 |  | costs_topceiling_relative_annual_costs_maintanance | 0
|  | Wärmewiderstand zusätzl. gedämmte Fläche | [32 empty] | 1 | 67 |  | costs_wall_ID | 0
|  |  | gesamt | [10 empty] | #REF! |  |  | m²K/W | [17 empty] | 1 | 68 |  | costs_wall_name | 0
|  |  | zusätzlich gegenüber Ur-Zustand | [10 empty] | #REF! |  |  | m²K/W | [17 empty] | 1 | 69 |  | costs_wall_description_1 | 0
|  |  | zusätzlich gegenüber Ist-Zustand | [10 empty] | #REF! |  |  | m²K/W | [17 empty] | 1 | 70 |  | costs_wall_description_2 | 0
[35 empty] | TRUE | 71 |  | OB_costs_wall_template | #N/A | #N/A | list_datasets_costs_wall_ID
|  | Maßnahme | [32 empty] | TRUE | 72 |  | OB_costs_wall_type_measure | #N/A | #N/A | 10
|  |  | vordefinierte Maßnahme bzw. Kostenansatz laden | [31 empty] | TRUE |  |  |  | 1 | exchange |  | 1 | vollständiger Austausch Bauteil | vollständiger Austausch Bauteil
[35 empty] | TRUE |  |  |  | 2 | add.original |  | 2 | zusätzliche Dämmung, Bezug: Ur-Zustand (bei nachträglich erfolgter Dämmung: vorheriges Entfernen) | zusätzliche Dämmung, Bezug: Ur-Zustand (bei nachträglich erfolgter Dämmung: vorheriges Entfernen)
[35 empty] | TRUE |  |  |  | 3 | add.refurbished |  | 3 | zuätzliche Dämmung, Bezug: Ist-Zustand | zuätzliche Dämmung, Bezug: Ist-Zustand
|  |  | Kurz-Bezeichnung |  |  |  |  | DB costs topceiling |  |  |  |  | costs_topceiling_ID | [21 empty] | TRUE |  |  |  | 4 |  |  | 4
|  |  | Bezeichnung | [9 empty] | costs_topceiling_name | [21 empty] | TRUE |  |  |  | 5 |  |  | 5
|  |  | Beschreibung | [9 empty] | costs_topceiling_description_1 | [21 empty] | TRUE |  |  |  | 6 |  |  | 6
|  |  | Beschreibung / weitere Details | [9 empty] | costs_topceiling_description_2 | [21 empty] | TRUE |  |  |  | 7 |  |  | 7
[35 empty] | TRUE |  |  |  | 8 |  |  | 8
[35 empty] | TRUE |  |  |  | 9 |  |  | 9
|  |  | angesetzter Wärmewiderstand der Maßnahme | [10 empty] | #N/A |  |  | m²K/W | [17 empty] | TRUE |  |  |  | 10 |  |  | 10
[35 empty] | TRUE | 73 |  | costs_wall_R_sup | 0
|  |  | fester zusätzlicher Wärmewiderstand | [9 empty] | costs_topceiling_R_sup |  |  |  | m²K/W | [17 empty] | TRUE | 74 |  | costs_wall_R_sup_description | 0
|  |  | Erläuterung zusätzl. Wärmewiderstand | [9 empty] | costs_topceiling_R_sup_description | [21 empty] | TRUE | 75 |  | costs_wall_material_insulation | 0
[35 empty] | TRUE | 76 |  | costs_wall_lambda_insulation | 0
|  |  | Material | [9 empty] | costs_topceiling_material_insulation | [21 empty] | TRUE | 77 |  | costs_wall_correction_envelope_area | 0
|  |  | lamda-Wert | [9 empty] | costs_topceiling_lambda_insulation |  |  |  | W/(m K) | [17 empty] | TRUE | 78 |  | costs_wall_costs_basis_absolute | 0
|  |  | resultierende Dämmstärke | [10 empty] | 0 |  |  | cm | [17 empty] | TRUE | 79 |  | costs_wall_costs_basis_per_sqm_living_area | 0
[35 empty] | TRUE | 80 |  | costs_wall_costs_basis_per_apartment | 0
|  | Investitionskosten | [32 empty] | TRUE | 81 |  | costs_wall_costs_basis_per_sqm | 0
|  |  | Korrekturfaktor Bauteifläche (z.B. Fenster, Giebel) | [9 empty] | costs_topceiling_correction_envelope_area | [21 empty] | TRUE | 82 |  | costs_wall_costs_per_cm_per_sqm | 0
|  |  | korrigierte Bauteilfläche als Grundlage für Kosten | [10 empty] | #REF! |  |  | m² | [17 empty] | TRUE | 83 |  | costs_wall_f_costs_anyway | 0
[35 empty] | TRUE | 84 |  | costs_wall_costs_anyway_per_sqm | 0
|  |  | Kostenanteil absolut | [9 empty] | costs_topceiling_costs_basis_absolute |  |  |  | € | [17 empty] | TRUE | 85 |  | costs_wall_relative_annual_costs_maintanance | 0
|  |  | Kostenanteil pro m² Wohnfläche | [9 empty] | costs_topceiling_costs_basis_per_sqm_living_area |  |  |  | €/m² | [17 empty] | TRUE | 86 |  | costs_wall_cellar_ID | 0
|  |  | Kostenanteil pro Wohnung | [9 empty] | costs_topceiling_costs_basis_per_apartment |  |  |  | €/apartment | [17 empty] | TRUE | 87 |  | costs_wall_cellar_name | 0
|  |  | Kostenanteil pro m² Bauteil | [9 empty] | costs_topceiling_costs_basis_per_sqm |  |  |  | €/m² | [17 empty] | TRUE | 88 |  | costs_wall_cellar_description_1 | 0
|  |  | Kostenanteil je cm Dämmung und m² Bauteil | [9 empty] | costs_topceiling_costs_per_cm_per_sqm |  |  |  | €/cm/m² | [17 empty] | TRUE | 89 |  | costs_wall_cellar_description_2 | 0
|  |  | Preisfaktor Wärmeschutzmaßnahmen | [10 empty] | 0 | [7 empty] | pro m² Bauteil | [12 empty] | TRUE | 90 |  | OB_costs_wall_cellar_template | #N/A | #N/A | list_datasets_costs_wall_cellar_ID
|  |  | Investitionskosten gesamt | [10 empty] | #REF! |  |  | € |  |  |  |  | #REF! |  |  | €/m² | [9 empty] | TRUE | 91 |  | OB_costs_wall_cellar_type_measure | #N/A | #N/A | 10
[35 empty] | TRUE |  |  |  | 1 | exchange |  | 1 | vollständiger Austausch Bauteil | vollständiger Austausch Bauteil
|  | Ohnehin-Kosten | [32 empty] | TRUE |  |  |  | 2 | add.original |  | 2 | zusätzliche Dämmung, Bezug: Ur-Zustand (bei nachträglich erfolgter Dämmung: vorheriges Entfernen) | zusätzliche Dämmung, Bezug: Ur-Zustand (bei nachträglich erfolgter Dämmung: vorheriges Entfernen)
|  |  | Ohnehin-Kosten bezogen auf Investition | [9 empty] | costs_topceiling_f_costs_anyway | [21 empty] | TRUE |  |  |  | 3 | add.refurbished |  | 3 | zuätzliche Dämmung, Bezug: Ist-Zustand | zuätzliche Dämmung, Bezug: Ist-Zustand
|  |  | Ohnehin-Kosten pro m² Bauteil | [9 empty] | costs_topceiling_costs_anyway_per_sqm |  |  |  | €/m² | [17 empty] | TRUE |  |  |  | 4 |  |  | 4
|  |  | Ohnehin-Kosten gesamt | [10 empty] | #REF! |  |  | € |  |  |  |  | #REF! |  |  | €/m² | [9 empty] | TRUE |  |  |  | 5 |  |  | 5
[35 empty] | TRUE |  |  |  | 6 |  |  | 6
|  | Energiebedingte Mehrkosten | [11 empty] | #REF! |  |  | € |  |  |  |  | #REF! |  |  | €/m² | [9 empty] | TRUE |  |  |  | 7 |  |  | 7
[35 empty] | TRUE |  |  |  | 8 |  |  | 8
|  | Wartungskosten | [32 empty] | TRUE |  |  |  | 9 |  |  | 9
|  |  | jährliche Wartungskosten bezogen auf Investition | [9 empty] | costs_topceiling_relative_annual_costs_maintanance |  |  |  | /a | [17 empty] | TRUE |  |  |  | 10 |  |  | 10
|  |  | jährliche Wartungskosten | [10 empty] | #REF! |  |  | €/a |  |  |  |  | #REF! |  |  | €/m²/a | [9 empty] | TRUE | 92 |  | costs_wall_cellar_R_sup | 0
[35 empty] | TRUE | 93 |  | costs_wall_cellar_R_sup_description | 0
[35 empty] | TRUE | 94 |  | costs_wall_cellar_material_insulation | 0
| Außenwand | [33 empty] | TRUE | 95 |  | costs_wall_cellar_lambda_insulation | 0
[35 empty] | TRUE | 96 |  | costs_wall_cellar_correction_envelope_area | 0
[11 empty] | Referenz |  |  | aktuell | [20 empty] | 1 | 97 |  | costs_wall_cellar_costs_basis_absolute | 0
|  |  | Bauteilfläche |  |  |  | Außenwand |  |  | A_wall_out | #REF! |  |  | #REF! |  |  | m² | [17 empty] | 1 | 98 |  | costs_wall_cellar_costs_basis_per_sqm_living_area | 0
|  |  | Bauteilfläche |  |  |  | Rollladenkasten |  |  | A_rollerblind_out | #REF! |  |  | #REF! |  |  | m² | [17 empty] | 1 | 99 |  | costs_wall_cellar_costs_basis_per_apartment | 0
|  |  | Bauteilfläche |  |  |  | Heizkörpernische |  |  | A_radiator_recess_out | #REF! |  |  | #REF! |  |  | m² | [17 empty] | 1 | 100 |  | costs_wall_cellar_costs_basis_per_sqm | 0
|  |  | Bauteilfläche |  |  |  | Außenwand gesamt |  |  |  | #REF! |  |  | #REF! |  |  | m² | [17 empty] | 1 | 101 |  | costs_wall_cellar_costs_per_cm_per_sqm | 0
[35 empty] | 1 | 102 |  | costs_wall_cellar_f_costs_anyway | 0
|  |  | U-Wert Urzustand |  |  |  | Außenwand |  |  | U0_wall_out | #REF! |  |  | #REF! |  |  | W/(m²K) | [17 empty] | 1 | 103 |  | costs_wall_cellar_costs_anyway_per_sqm | 0
|  |  | U-Wert Urzustand |  |  |  | Rollladenkasten |  |  | U0_rollerblind_out | #REF! |  |  | #REF! |  |  | W/(m²K) | [17 empty] | 1 | 104 |  | costs_wall_cellar_relative_annual_costs_maintanance | 0
|  |  | U-Wert Urzustand |  |  |  | Heizkörpernische |  |  | U0_radiator_recess_out | #REF! |  |  | #REF! |  |  | W/(m²K) | [17 empty] | 1 | 105 |  | costs_floor_ID | 0
|  |  | U-Wert Urzustand |  |  |  | Außenwand gesamt |  |  |  | #REF! |  |  | #REF! |  |  | W/(m²K) | [17 empty] | 1 | 106 |  | costs_floor_name | 0
[35 empty] | 1 | 107 |  | costs_floor_description_1 | 0
|  |  | U-Wert inkl. zusätzl. Dämmung |  |  |  | Außenwand |  |  | U_wall_out | #REF! |  |  | #REF! |  |  | W/(m²K) | [17 empty] | 1 | 108 |  | costs_floor_description_2 | 0
|  |  | U-Wert inkl. zusätzl. Dämmung |  |  |  | Rollladenkasten |  |  | U_rollerblind_out | #REF! |  |  | #REF! |  |  | W/(m²K) | [17 empty] | 1 | 109 |  | OB_costs_floor_template | #N/A | #N/A | list_datasets_costs_floor_ID
|  |  | U-Wert inkl. zusätzl. Dämmung |  |  |  | Heizkörpernische |  |  | U_radiator_recess_out | #REF! |  |  | #REF! |  |  | W/(m²K) | [17 empty] | 1 | 110 |  | OB_costs_floor_type_measure | #N/A | #N/A | 10
|  |  | U-Wert inkl. zusätzl. Dämmung |  |  |  | Außenwand gesamt |  |  |  | #REF! |  |  | #REF! |  |  | W/(m²K) | [17 empty] | 1 |  |  |  | 1 | exchange |  | 1 | vollständiger Austausch Bauteil | vollständiger Austausch Bauteil
[35 empty] | TRUE |  |  |  | 2 | add.original |  | 2 | zusätzliche Dämmung, Bezug: Ur-Zustand (bei nachträglich erfolgter Dämmung: vorheriges Entfernen) | zusätzliche Dämmung, Bezug: Ur-Zustand (bei nachträglich erfolgter Dämmung: vorheriges Entfernen)
|  |  | Flächenanteil zusätzliche Dämmung | [6 empty] | f_insulation_wall_out |  |  |  | #REF! | [20 empty] | TRUE |  |  |  | 3 | add.refurbished |  | 3 | zuätzliche Dämmung, Bezug: Ist-Zustand | zuätzliche Dämmung, Bezug: Ist-Zustand
|  |  | gedämmte Bauteilfläche | [10 empty] | #REF! |  |  | m² | [17 empty] | TRUE |  |  |  | 4 |  |  | 4
[35 empty] | 1 |  |  |  | 5 |  |  | 5
|  |  | pauschal angesetzte Dämmstärke | [6 empty] | d_insulation_wall_out |  |  |  | #REF! |  |  | cm | [17 empty] | 1 |  |  |  | 6 |  |  | 6
|  |  | pauschal angesetzter Lambda-Wert | [6 empty] | lambda_wall_out |  |  |  | #REF! |  |  | W/(m K) | [17 empty] | 1 |  |  |  | 7 |  |  | 7
|  |  | resultierender zusätzlicher Wärmewiderstand | [10 empty] | #REF! |  |  | m²K/W | [17 empty] | 1 |  |  |  | 8 |  |  | 8
|  |  | U-Wert gedämmter Bereich | [10 empty] | #REF! |  |  | m²K/W | [17 empty] | 1 |  |  |  | 9 |  |  | 9
[35 empty] | 1 |  |  |  | 10 |  |  | 10
|  | Wärmewiderstand zusätzl. gedämmte Fläche | [32 empty] | 1 | 111 |  | costs_floor_R_sup | 0
|  |  | gesamt | [10 empty] | #REF! |  |  | m²K/W | [17 empty] | 1 | 112 |  | costs_floor_R_sup_description | 0
|  |  | zusätzlich gegenüber Ur-Zustand | [10 empty] | #REF! |  |  | m²K/W | [17 empty] | 1 | 113 |  | costs_floor_material_insulation | 0
|  |  | zusätzlich gegenüber Ist-Zustand | [10 empty] | #REF! |  |  | m²K/W | [17 empty] | 1 | 114 |  | costs_floor_lambda_insulation | 0
[35 empty] | TRUE | 115 |  | costs_floor_correction_envelope_area | 0
|  | Maßnahme | [32 empty] | TRUE | 116 |  | costs_floor_costs_basis_absolute | 0
|  |  | vordefinierte Maßnahme bzw. Kostenansatz laden | [31 empty] | TRUE | 117 |  | costs_floor_costs_basis_per_sqm_living_area | 0
[35 empty] | TRUE | 118 |  | costs_floor_costs_basis_per_apartment | 0
[35 empty] | TRUE | 119 |  | costs_floor_costs_basis_per_sqm | 0
|  |  | Kurz-Bezeichnung |  |  |  |  | DB costs wall |  |  |  |  | costs_wall_ID | [21 empty] | TRUE | 120 |  | costs_floor_costs_per_cm_per_sqm | 0
|  |  | Bezeichnung | [9 empty] | costs_wall_name | [21 empty] | TRUE | 121 |  | costs_floor_f_costs_anyway | 0
|  |  | Beschreibung | [9 empty] | costs_wall_description_1 | [21 empty] | TRUE | 122 |  | costs_floor_costs_anyway_per_sqm | 0
|  |  | Beschreibung / weitere Details | [9 empty] | costs_wall_description_2 | [21 empty] | TRUE | 123 |  | costs_floor_relative_annual_costs_maintanance | 0
[35 empty] | TRUE | 124 |  | costs_window_ID | 0
[35 empty] | TRUE | 125 |  | costs_window_name | 0
|  |  | angesetzter Wärmewiderstand der Maßnahme | [10 empty] | #N/A |  |  | m²K/W | [17 empty] | TRUE | 126 |  | costs_window_description_1 | 0
[35 empty] | TRUE | 127 |  | costs_window_description_2 | 0
|  |  | fester zusätzlicher Wärmewiderstand | [9 empty] | costs_wall_R_sup |  |  |  | m²K/W | [17 empty] | TRUE | 128 |  | OB_costs_window_template | #N/A | #N/A | list_datasets_costs_window_ID
|  |  | Erläuterung zusätzl. Wärmewiderstand | [9 empty] | costs_wall_R_sup_description | [21 empty] | TRUE | 129 |  | OB_costs_window_type_measure | #N/A | #N/A | 10
[35 empty] | TRUE |  |  |  | 1 | exchange |  | 1 | alle wärmeschutzverglasten Fenster | alle wärmeschutzverglasten Fenster
|  |  | Material | [9 empty] | costs_wall_material_insulation | [21 empty] | TRUE |  |  |  | 2 | add |  | 2 | nur zusätzliche wärmeschutzverglaste Fenster | nur zusätzliche wärmeschutzverglaste Fenster
|  |  | lamda-Wert | [9 empty] | costs_wall_lambda_insulation |  |  |  | W/(m K) | [17 empty] | TRUE |  |  |  | 3 |  |  | 3
|  |  | resultierende Dämmstärke | [10 empty] | 0 |  |  | cm | [17 empty] | TRUE |  |  |  | 4 |  |  | 4
[35 empty] | TRUE |  |  |  | 5 |  |  | 5
|  | Investitionskosten | [32 empty] | TRUE |  |  |  | 6 |  |  | 6
|  |  | Korrekturfaktor Bauteifläche (z.B. Fenster, Giebel) | [9 empty] | costs_wall_correction_envelope_area | [21 empty] | TRUE |  |  |  | 7 |  |  | 7
|  |  | korrigierte Bauteilfläche als Grundlage für Kosten | [10 empty] | #REF! |  |  | m² | [17 empty] | TRUE |  |  |  | 8 |  |  | 8
[35 empty] | TRUE |  |  |  | 9 |  |  | 9
|  |  | Kostenanteil absolut | [9 empty] | costs_wall_costs_basis_absolute |  |  |  | € | [17 empty] | TRUE |  |  |  | 10 |  |  | 10
|  |  | Kostenanteil pro m² Wohnfläche | [9 empty] | costs_wall_costs_basis_per_sqm_living_area |  |  |  | €/m² | [17 empty] | TRUE | 130 |  | costs_window_2_panes_costs_absolute | 0
|  |  | Kostenanteil pro Wohnung | [9 empty] | costs_wall_costs_basis_per_apartment |  |  |  | €/apartment | [17 empty] | TRUE | 131 |  | costs_window_2_panes_costs_per_sqm_living_area | 0
|  |  | Kostenanteil pro m² Bauteil | [9 empty] | costs_wall_costs_basis_per_sqm |  |  |  | €/m² | [17 empty] | TRUE | 132 |  | costs_window_2_panes_costs_per_apartment | 0
|  |  | Kostenanteil je cm Dämmung und m² Bauteil | [9 empty] | costs_wall_costs_per_cm_per_sqm |  |  |  | €/cm/m² | [17 empty] | TRUE | 133 |  | costs_window_2_panes_costs_per_sqm | 0
|  |  | Preisfaktor Wärmeschutzmaßnahmen | [10 empty] | 0 | [7 empty] | pro m² Bauteil | [12 empty] | TRUE | 134 |  | costs_window_2_panes_f_costs_anyway | 0
|  |  | Investitionskosten gesamt | [10 empty] | #REF! |  |  | € |  |  |  |  | #REF! |  |  | €/m² | [9 empty] | TRUE | 135 |  | costs_window_2_panes_costs_anyway_per_sqm | 0
[35 empty] | TRUE | 136 |  | costs_window_2_panes_relative_annual_costs_maintanance | 0
|  | Ohnehin-Kosten | [32 empty] | TRUE | 137 |  | costs_window_3_panes_costs_absolute | 0
|  |  | Ohnehin-Kosten bezogen auf Investition | [9 empty] | costs_wall_f_costs_anyway | [21 empty] | TRUE | 138 |  | costs_window_3_panes_costs_per_sqm_living_area | 0
|  |  | Ohnehin-Kosten pro m² Bauteil | [9 empty] | costs_wall_costs_anyway_per_sqm |  |  |  | €/m² | [17 empty] | TRUE | 139 |  | costs_window_3_panes_costs_per_apartment | 0
|  |  | Ohnehin-Kosten gesamt | [10 empty] | #REF! |  |  | € |  |  |  |  | #REF! |  |  | €/m² | [9 empty] | TRUE | 140 |  | costs_window_3_panes_costs_per_sqm | 0
[35 empty] | TRUE | 141 |  | costs_window_3_panes_f_costs_anyway | 0
|  | Energiebedingte Mehrkosten | [11 empty] | #REF! |  |  | € |  |  |  |  | #REF! |  |  | €/m² | [9 empty] | TRUE | 142 |  | costs_window_3_panes_costs_anyway_per_sqm | 0
[35 empty] | TRUE | 143 |  | costs_window_3_panes_relative_annual_costs_maintanance | 0
|  | Wartungskosten | [32 empty] | TRUE | 144 |  | costs_system_ID | 0
|  |  | jährliche Wartungskosten bezogen auf Investition | [9 empty] | costs_wall_relative_annual_costs_maintanance |  |  |  | /a | [17 empty] | TRUE | 145 |  | costs_system_name | 0
|  |  | jährliche Wartungskosten | [10 empty] | #REF! |  |  | €/a |  |  |  |  | #REF! |  |  | €/m²/a | [9 empty] | TRUE | 146 |  | costs_system_description_1 | 0
[35 empty] | TRUE | 147 |  | costs_system_description_2 | 0
[35 empty] | TRUE | 148 |  | OB_costs_system_template | #N/A | #N/A | list_datasets_costs_system_ID
| Wand beheizter Keller | [33 empty] | TRUE | 149 |  | costs_boiler_ID | 0
[35 empty] | TRUE | 150 |  | costs_boiler_name | 0
[11 empty] | Referenz |  |  | aktuell | [20 empty] | 1 | 151 |  | costs_boiler_description_1 | 0
|  |  | Bauteilfläche | [6 empty] | A_wall_cellar_out | #REF! |  |  | #REF! |  |  | m² | [17 empty] | 1 | 152 |  | costs_boiler_description_2 | 0
|  |  | U-Wert Urzustand | [6 empty] | U0_wall_cellar_out | #REF! |  |  | #REF! |  |  | W/(m²K) | [17 empty] | 1 | 153 |  | costs_boiler_gas_lt_P_therm_min | 0
|  |  | U-Wert inklusive zusätzlicher Dämmung | [6 empty] | U_wall_cellar_out | #REF! |  |  | #REF! |  |  | W/(m²K) | [17 empty] | 1 | 154 |  | costs_boiler_gas_lt_f_oversize | 0
[35 empty] | TRUE | 155 |  | costs_boiler_gas_lt_absolute | 0
|  |  | Flächenanteil zusätzliche Dämmung | [6 empty] | f_insulation_wall_out |  |  |  | #REF! | [20 empty] | TRUE | 156 |  | costs_boiler_gas_lt_per_apartment | 0
|  |  | gedämmte Bauteilfläche | [10 empty] | #REF! |  |  | m² | [17 empty] | TRUE | 157 |  | costs_boiler_gas_lt_per_sqm_living_area | 0
[35 empty] | 1 | 158 |  | costs_boiler_gas_lt_per_sqm_living_area_exponent | 0
|  |  | pauschal angesetzte Dämmstärke | [6 empty] | d_insulation_wall_out |  |  |  | #REF! |  |  | cm | [17 empty] | 1 | 159 |  | costs_boiler_gas_lt_per_kW | 0
|  |  | pauschal angesetzter Lambda-Wert | [6 empty] | lambda_wall_out |  |  |  | #REF! |  |  | W/(m K) | [17 empty] | 1 | 160 |  | costs_boiler_gas_lt_per_kW_exponent | 0
|  |  | resultierender zusätzlicher Wärmewiderstand | [10 empty] | #REF! |  |  | m²K/W | [17 empty] | 1 | 161 |  | costs_boiler_gas_c_P_therm_min | 0
|  |  | U-Wert gedämmter Bereich | [10 empty] | #REF! |  |  | m²K/W | [17 empty] | 1 | 162 |  | costs_boiler_gas_c_f_oversize | 0
[35 empty] | 1 | 163 |  | costs_boiler_gas_c_absolute | 0
|  | Wärmewiderstand zusätzl. gedämmte Fläche | [32 empty] | 1 | 164 |  | costs_boiler_gas_c_per_apartment | 0
|  |  | gesamt | [10 empty] | #REF! |  |  | m²K/W | [17 empty] | 1 | 165 |  | costs_boiler_gas_c_per_sqm_living_area | 0
|  |  | zusätzlich gegenüber Ur-Zustand | [10 empty] | #REF! |  |  | m²K/W | [17 empty] | 1 | 166 |  | costs_boiler_gas_c_per_sqm_living_area_exponent | 0
|  |  | zusätzlich gegenüber Ist-Zustand | [10 empty] | #REF! |  |  | m²K/W | [17 empty] | 1 | 167 |  | costs_boiler_gas_c_per_kW | 0
[35 empty] | TRUE | 168 |  | costs_boiler_gas_c_per_kW_exponent | 0
|  | Maßnahme | [32 empty] | TRUE | 169 |  | costs_boiler_oil_lt_P_therm_min | 0
|  |  | vordefinierte Maßnahme bzw. Kostenansatz laden | [31 empty] | TRUE | 170 |  | costs_boiler_oil_lt_f_oversize | 0
[35 empty] | TRUE | 171 |  | costs_boiler_oil_lt_absolute | 0
[35 empty] | TRUE | 172 |  | costs_boiler_oil_lt_per_apartment | 0
|  |  | Kurz-Bezeichnung |  |  |  |  | DB costs wall cellar |  |  |  |  | costs_wall_cellar_ID | [21 empty] | TRUE | 173 |  | costs_boiler_oil_lt_per_sqm_living_area | 0
|  |  | Bezeichnung | [9 empty] | costs_wall_cellar_name | [21 empty] | TRUE | 174 |  | costs_boiler_oil_lt_per_sqm_living_area_exponent | 0
|  |  | Beschreibung | [9 empty] | costs_wall_cellar_description_1 | [21 empty] | TRUE | 175 |  | costs_boiler_oil_lt_per_kW | 0
|  |  | Beschreibung / weitere Details | [9 empty] | costs_wall_cellar_description_2 | [21 empty] | TRUE | 176 |  | costs_boiler_oil_lt_per_kW_exponent | 0
[35 empty] | TRUE | 177 |  | costs_boiler_oil_c_P_therm_min | 0
[35 empty] | TRUE | 178 |  | costs_boiler_oil_c_f_oversize | 0
|  |  | angesetzter Wärmewiderstand der Maßnahme | [10 empty] | #N/A |  |  | m²K/W | [17 empty] | TRUE | 179 |  | costs_boiler_oil_c_absolute | 0
[35 empty] | TRUE | 180 |  | costs_boiler_oil_c_per_apartment | 0
|  |  | fester zusätzlicher Wärmewiderstand | [9 empty] | costs_wall_cellar_R_sup |  |  |  | m²K/W | [17 empty] | TRUE | 181 |  | costs_boiler_oil_c_per_sqm_living_area | 0
|  |  | Erläuterung zusätzl. Wärmewiderstand | [9 empty] | costs_wall_cellar_R_sup_description | [21 empty] | TRUE | 182 |  | costs_boiler_oil_c_per_sqm_living_area_exponent | 0
[35 empty] | TRUE | 183 |  | costs_boiler_oil_c_per_kW | 0
|  |  | Material | [9 empty] | costs_wall_cellar_material_insulation | [21 empty] | TRUE | 184 |  | costs_boiler_oil_c_per_kW_exponent | 0
|  |  | lamda-Wert | [9 empty] | costs_wall_cellar_lambda_insulation |  |  |  | W/(m K) | [17 empty] | TRUE | 185 |  | costs_boiler_gas_liquid_lt_P_therm_min | 0
|  |  | resultierende Dämmstärke | [10 empty] | 0 |  |  | cm | [17 empty] | TRUE | 186 |  | costs_boiler_gas_liquid_lt_f_oversize | 0
[35 empty] | TRUE | 187 |  | costs_boiler_gas_liquid_lt_absolute | 0
|  | Investitionskosten | [32 empty] | TRUE | 188 |  | costs_boiler_gas_liquid_lt_per_apartment | 0
|  |  | Korrekturfaktor Bauteifläche (z.B. Fenster, Giebel) | [9 empty] | costs_wall_cellar_correction_envelope_area | [21 empty] | TRUE | 189 |  | costs_boiler_gas_liquid_lt_per_sqm_living_area | 0
|  |  | korrigierte Bauteilfläche als Grundlage für Kosten | [10 empty] | #REF! |  |  | m² | [17 empty] | TRUE | 190 |  | costs_boiler_gas_liquid_lt_per_sqm_living_area_exponent | 0
[35 empty] | TRUE | 191 |  | costs_boiler_gas_liquid_lt_per_kW | 0
|  |  | Kostenanteil absolut | [9 empty] | costs_wall_cellar_costs_basis_absolute |  |  |  | € | [17 empty] | TRUE | 192 |  | costs_boiler_gas_liquid_lt_per_kW_exponent | 0
|  |  | Kostenanteil pro m² Wohnfläche | [9 empty] | costs_wall_cellar_costs_basis_per_sqm_living_area |  |  |  | €/m² | [17 empty] | TRUE | 193 |  | costs_boiler_gas_liquid_c_P_therm_min | 0
|  |  | Kostenanteil pro Wohnung | [9 empty] | costs_wall_cellar_costs_basis_per_apartment |  |  |  | €/apartment | [17 empty] | TRUE | 194 |  | costs_boiler_gas_liquid_c_f_oversize | 0
|  |  | Kostenanteil pro m² Bauteil | [9 empty] | costs_wall_cellar_costs_basis_per_sqm |  |  |  | €/m² | [17 empty] | TRUE | 195 |  | costs_boiler_gas_liquid_c_absolute | 0
|  |  | Kostenanteil je cm Dämmung und m² Bauteil | [9 empty] | costs_wall_cellar_costs_per_cm_per_sqm |  |  |  | €/cm/m² | [17 empty] | TRUE | 196 |  | costs_boiler_gas_liquid_c_per_apartment | 0
|  |  | Preisfaktor Wärmeschutzmaßnahmen | [10 empty] | 0 | [7 empty] | pro m² Bauteil | [12 empty] | TRUE | 197 |  | costs_boiler_gas_liquid_c_per_sqm_living_area | 0
|  |  | Investitionskosten gesamt | [10 empty] | #REF! |  |  | € |  |  |  |  | #REF! |  |  | €/m² | [9 empty] | TRUE | 198 |  | costs_boiler_gas_liquid_c_per_sqm_living_area_exponent | 0
[35 empty] | TRUE | 199 |  | costs_boiler_gas_liquid_c_per_kW | 0
|  | Ohnehin-Kosten | [32 empty] | TRUE | 200 |  | costs_boiler_gas_liquid_c_per_kW_exponent | 0
|  |  | Ohnehin-Kosten bezogen auf Investition | [9 empty] | costs_wall_cellar_f_costs_anyway | [21 empty] | TRUE | 201 |  | costs_boiler_costs_absolute_anyway | 0
|  |  | Ohnehin-Kosten pro m² Bauteil | [9 empty] | costs_wall_cellar_costs_anyway_per_sqm |  |  |  | €/m² | [17 empty] | TRUE | 202 |  | costs_boiler_f_costs_anyway | 0
|  |  | Ohnehin-Kosten gesamt | [10 empty] | #REF! |  |  | € |  |  |  |  | #REF! |  |  | €/m² | [9 empty] | TRUE | 203 |  | costs_boiler_annual_costs_maintanance | 0
[35 empty] | TRUE | 204 |  | costs_biomass_ID | 0
|  | Energiebedingte Mehrkosten | [11 empty] | #REF! |  |  | € |  |  |  |  | #REF! |  |  | €/m² | [9 empty] | TRUE | 205 |  | costs_biomass_name | 0
[35 empty] | TRUE | 206 |  | costs_biomass_description_1 | 0
|  | Wartungskosten | [32 empty] | TRUE | 207 |  | costs_biomass_description_2 | 0
|  |  | jährliche Wartungskosten bezogen auf Investition | [9 empty] | costs_wall_cellar_relative_annual_costs_maintanance |  |  |  | /a | [17 empty] | TRUE | 208 |  | costs_biomass_pellets_P_therm_min | 0
|  |  | jährliche Wartungskosten | [10 empty] | #REF! |  |  | €/a |  |  |  |  | #REF! |  |  | €/m²/a | [9 empty] | TRUE | 209 |  | costs_biomass_pellets_f_oversize | 0
[35 empty] | TRUE | 210 |  | costs_biomass_pellets_absolute | 0
[35 empty] | TRUE | 211 |  | costs_biomass_pellets_per_apartment | 0
| Fußboden über unbeheiztem Keller oder Erdreich | [33 empty] | TRUE | 212 |  | costs_biomass_pellets_per_sqm_living_area | 0
[35 empty] | TRUE | 213 |  | costs_biomass_pellets_per_sqm_living_area_exponent | 0
[11 empty] | Referenz |  |  | aktuell | [20 empty] | 1 | 214 |  | costs_biomass_pellets_per_kW | 0
|  |  | Bauteilfläche | [6 empty] | A_floor_out | #REF! |  |  | #REF! |  |  | m² | [17 empty] | 1 | 215 |  | costs_biomass_pellets_per_kW_exponent | 0
|  |  | U-Wert Urzustand | [6 empty] | U0_floor_out | #REF! |  |  | #REF! |  |  | W/(m²K) | [17 empty] | 1 | 216 |  | costs_biomass_firewood_P_therm_min | 0
|  |  | U-Wert inklusive zusätzlicher Dämmung | [6 empty] | U_floor_out | #REF! |  |  | #REF! |  |  | W/(m²K) | [17 empty] | 1 | 217 |  | costs_biomass_firewood_f_oversize | 0
[35 empty] | TRUE | 218 |  | costs_biomass_firewood_absolute | 0
|  |  | Flächenanteil zusätzliche Dämmung | [6 empty] | f_insulation_floor_out |  |  |  | #REF! | [20 empty] | TRUE | 219 |  | costs_biomass_firewood_per_apartment | 0
|  |  | gedämmte Bauteilfläche | [10 empty] | #REF! |  |  | m² | [17 empty] | TRUE | 220 |  | costs_biomass_firewood_per_sqm_living_area | 0
[35 empty] | 1 | 221 |  | costs_biomass_firewood_per_sqm_living_area_exponent | 0
|  |  | pauschal angesetzte Dämmstärke | [6 empty] | d_insulation_floor_out |  |  |  | #REF! |  |  | cm | [17 empty] | 1 | 222 |  | costs_biomass_firewood_per_kW | 0
|  |  | pauschal angesetzter Lambda-Wert | [6 empty] | lambda_floor_out |  |  |  | #REF! |  |  | W/(m K) | [17 empty] | 1 | 223 |  | costs_biomass_firewood_per_kW_exponent | 0
|  |  | resultierender zusätzlicher Wärmewiderstand | [10 empty] | #REF! |  |  | m²K/W | [17 empty] | 1 | 224 |  | costs_biomass_costs_absolute_anyway | 0
|  |  | U-Wert gedämmter Bereich | [10 empty] | #REF! |  |  | m²K/W | [17 empty] | 1 | 225 |  | costs_biomass_f_costs_anyway | 0
[35 empty] | 1 | 226 |  | costs_biomass_annual_costs_maintanance | 0
|  | Wärmewiderstand zusätzl. gedämmte Fläche | [32 empty] | 1 | 227 |  | costs_hp_ID | 0
|  |  | gesamt | [10 empty] | #REF! |  |  | m²K/W | [17 empty] | 1 | 228 |  | costs_hp_name | 0
|  |  | zusätzlich gegenüber Ur-Zustand | [10 empty] | #REF! |  |  | m²K/W | [17 empty] | 1 | 229 |  | costs_hp_description_1 | 0
|  |  | zusätzlich gegenüber Ist-Zustand | [10 empty] | #REF! |  |  | m²K/W | [17 empty] | 1 | 230 |  | costs_hp_description_2 | 0
[35 empty] | TRUE | 231 |  | costs_hp_air_P_therm_min | 0
|  | Maßnahme | [32 empty] | TRUE | 232 |  | costs_hp_air_f_oversize | 0
|  |  | vordefinierte Maßnahme bzw. Kostenansatz laden | [31 empty] | TRUE | 233 |  | costs_hp_air_absolute | 0
[35 empty] | TRUE | 234 |  | costs_hp_air_per_apartment | 0
[35 empty] | TRUE | 235 |  | costs_hp_air_per_sqm_living_area | 0
|  |  | Kurz-Bezeichnung |  |  |  |  | DB costs floor |  |  |  |  | costs_floor_ID | [21 empty] | TRUE | 236 |  | costs_hp_air_per_sqm_living_area_exponent | 0
|  |  | Bezeichnung | [9 empty] | costs_floor_name | [21 empty] | TRUE | 237 |  | costs_hp_air_per_kW | 0
|  |  | Beschreibung | [9 empty] | costs_floor_description_1 | [21 empty] | TRUE | 238 |  | costs_hp_air_per_kW_exponent | 0
|  |  | Beschreibung / weitere Details | [9 empty] | costs_floor_description_2 | [21 empty] | TRUE | 239 |  | costs_hp_soil_P_therm_min | 0
[35 empty] | TRUE | 240 |  | costs_hp_soil_f_oversize | 0
[35 empty] | TRUE | 241 |  | costs_hp_soil_absolute | 0
|  |  | angesetzter Wärmewiderstand der Maßnahme | [10 empty] | #N/A |  |  | m²K/W | [17 empty] | TRUE | 242 |  | costs_hp_soil_per_apartment | 0
[35 empty] | TRUE | 243 |  | costs_hp_soil_per_sqm_living_area | 0
|  |  | fester zusätzlicher Wärmewiderstand | [9 empty] | costs_floor_R_sup |  |  |  | m²K/W | [17 empty] | TRUE | 244 |  | costs_hp_soil_per_sqm_living_area_exponent | 0
|  |  | Erläuterung zusätzl. Wärmewiderstand | [9 empty] | costs_floor_R_sup_description | [21 empty] | TRUE | 245 |  | costs_hp_soil_per_kW | 0
[35 empty] | TRUE | 246 |  | costs_hp_soil_per_kW_exponent | 0
|  |  | Material | [9 empty] | costs_floor_material_insulation | [21 empty] | TRUE | 247 |  | costs_hp_costs_absolute_anyway | 0
|  |  | lamda-Wert | [9 empty] | costs_floor_lambda_insulation |  |  |  | W/(m K) | [17 empty] | TRUE | 248 |  | costs_hp_f_costs_anyway | 0
|  |  | resultierende Dämmstärke | [10 empty] | 0 |  |  | cm | [17 empty] | TRUE | 249 |  | costs_hp_annual_costs_maintanance | 0
[35 empty] | TRUE | 250 |  | costs_district_heating_ID | 0
|  | Investitionskosten | [32 empty] | TRUE | 251 |  | costs_district_heating_name | 0
|  |  | Korrekturfaktor Bauteifläche (z.B. Fenster, Giebel) | [9 empty] | costs_floor_correction_envelope_area | [21 empty] | TRUE | 252 |  | costs_district_heating_description_1 | 0
|  |  | korrigierte Bauteilfläche als Grundlage für Kosten | [10 empty] | #REF! |  |  | m² | [17 empty] | TRUE | 253 |  | costs_district_heating_description_2 | 0
[35 empty] | TRUE | 254 |  | costs_district_heating_b_P_therm_min | 0
|  |  | Kostenanteil absolut | [9 empty] | costs_floor_costs_basis_absolute |  |  |  | € | [17 empty] | TRUE | 255 |  | costs_district_heating_b_f_oversize | 0
|  |  | Kostenanteil pro m² Wohnfläche | [9 empty] | costs_floor_costs_basis_per_sqm_living_area |  |  |  | €/m² | [17 empty] | TRUE | 256 |  | costs_district_heating_b_absolute | 0
|  |  | Kostenanteil pro Wohnung | [9 empty] | costs_floor_costs_basis_per_apartment |  |  |  | €/apartment | [17 empty] | TRUE | 257 |  | costs_district_heating_b_per_apartment | 0
|  |  | Kostenanteil pro m² Bauteil | [9 empty] | costs_floor_costs_basis_per_sqm |  |  |  | €/m² | [17 empty] | TRUE | 258 |  | costs_district_heating_b_per_sqm_living_area | 0
|  |  | Kostenanteil je cm Dämmung und m² Bauteil | [9 empty] | costs_floor_costs_per_cm_per_sqm |  |  |  | €/cm/m² | [17 empty] | TRUE | 259 |  | costs_district_heating_b_per_sqm_living_area_exponent | 0
|  |  | Preisfaktor Wärmeschutzmaßnahmen | [10 empty] | 0 | [7 empty] | pro m² Bauteil | [12 empty] | TRUE | 260 |  | costs_district_heating_b_per_kW | 0
|  |  | Investitionskosten gesamt | [10 empty] | #REF! |  |  | € |  |  |  |  | #REF! |  |  | €/m² | [9 empty] | TRUE | 261 |  | costs_district_heating_b_per_kW_exponent | 0
[35 empty] | TRUE | 262 |  | costs_district_heating_chp_P_therm_min | 0
|  | Ohnehin-Kosten | [32 empty] | TRUE | 263 |  | costs_district_heating_chp_f_oversize | 0
|  |  | Ohnehin-Kosten bezogen auf Investition | [9 empty] | costs_floor_f_costs_anyway | [21 empty] | TRUE | 264 |  | costs_district_heating_chp_absolute | 0
|  |  | Ohnehin-Kosten pro m² Bauteil | [9 empty] | costs_floor_costs_anyway_per_sqm |  |  |  | €/m² | [17 empty] | TRUE | 265 |  | costs_district_heating_chp_per_apartment | 0
|  |  | Ohnehin-Kosten gesamt | [10 empty] | #REF! |  |  | € |  |  |  |  | #REF! |  |  | €/m² | [9 empty] | TRUE | 266 |  | costs_district_heating_chp_per_sqm_living_area | 0
[35 empty] | TRUE | 267 |  | costs_district_heating_chp_per_sqm_living_area_exponent | 0
|  | Energiebedingte Mehrkosten | [11 empty] | #REF! |  |  | € |  |  |  |  | #REF! |  |  | €/m² | [9 empty] | TRUE | 268 |  | costs_district_heating_chp_per_kW | 0
[35 empty] | TRUE | 269 |  | costs_district_heating_chp_per_kW_exponent | 0
|  | Wartungskosten | [32 empty] | TRUE | 270 |  | costs_district_heating_costs_absolute_anyway | 0
|  |  | jährliche Wartungskosten bezogen auf Investition | [9 empty] | costs_floor_relative_annual_costs_maintanance |  |  |  | /a | [17 empty] | TRUE | 271 |  | costs_district_heating_f_costs_anyway | 0
|  |  | jährliche Wartungskosten | [10 empty] | #REF! |  |  | €/a |  |  |  |  | #REF! |  |  | €/m²/a | [9 empty] | TRUE | 272 |  | costs_district_heating_annual_costs_maintanance | 0
[35 empty] | TRUE | 273 |  | costs_heating_distribution_ID | 0
[35 empty] | TRUE | 274 |  | costs_heating_distribution_name | 0
| Fenster | [33 empty] | TRUE | 275 |  | costs_heating_distribution_description_1 | 0
[35 empty] | TRUE | 276 |  | costs_heating_distribution_description_2 | 0
[35 empty] | TRUE | 277 |  | costs_heating_distribution_insulation_ext_absolute | 0
[11 empty] | Referenz |  |  | aktuell | [20 empty] | TRUE | 278 |  | costs_heating_distribution_insulation_ext_per_apartment | 0
|  |  | Bauteilfläche | [6 empty] | A_window_out | #REF! |  |  | #REF! |  |  | m² | [17 empty] | TRUE | 279 |  | costs_heating_distribution_insulation_ext_per_sqm_living_area | 0
|  |  | U-Wert (gemittelt) | [6 empty] | U_window_out | #REF! |  |  | #REF! |  |  | W/(m²K) | [17 empty] | TRUE | 280 |  | costs_heating_distribution_insulation_ext_per_sqm_living_area_exponent | 0
[35 empty] | TRUE | 281 |  | costs_heating_distribution_insulation_ext_per_sqm_basement_area | 0
|  | Anteile Verglasungstypen | [32 empty] | 1 | 282 |  | costs_heating_distribution_insulation_ext_per_storey | 0
|  |  | 1 Scheibe | [6 empty] | f_panes_1p_out | #REF! |  |  | #REF! |  |  |  |  | Fläche Fenster mit Wärmeschutzverglasung | [15 empty] | 1 | 283 |  | costs_heating_distribution_insulation_int_absolute | 0
|  |  | 2 Scheiben | [6 empty] | f_panes_2p_out | #REF! |  |  | #REF! |  |  |  |  | gesamt |  |  | zusätzlich | [12 empty] | 1 | 284 |  | costs_heating_distribution_insulation_int_per_apartment | 0
|  |  | 2 Scheiben Wärmeschutzverglasung | [6 empty] | f_panes_2pt_out | #REF! |  |  | #REF! |  |  |  |  | #REF! |  |  | #REF! | [12 empty] | 1 | 285 |  | costs_heating_distribution_insulation_int_per_sqm_living_area | 0
|  |  | 3 Scheiben | [6 empty] | f_panes_3p_out | #REF! |  |  | #REF! | [20 empty] | 1 | 286 |  | costs_heating_distribution_insulation_int_per_sqm_living_area_exponent | 0
|  |  | 3 Scheiben Wärmeschutzverglasung | [6 empty] | f_panes_3pt_out | #REF! |  |  | #REF! |  |  |  |  | #REF! |  |  | #REF! | [12 empty] | 1 | 287 |  | costs_heating_distribution_insulation_int_per_sqm_basement_area | 0
[35 empty] | 1 | 288 |  | costs_heating_distribution_insulation_int_per_storey | 0
|  | zugeordnete U-Werte Fenster | [32 empty] | 1 | 289 |  | costs_heating_distribution_new_install_ext_absolute | 0
|  |  | 1 Scheibe | [6 empty] | U_panes_1p_out | #REF! |  |  | #REF! |  |  | W/(m²K) | [17 empty] | 1 | 290 |  | costs_heating_distribution_new_install_ext_per_apartment | 0
|  |  | 2 Scheiben | [6 empty] | U_panes_2p_out | #REF! |  |  | #REF! |  |  | W/(m²K) | [17 empty] | 1 | 291 |  | costs_heating_distribution_new_install_ext_per_sqm_living_area | 0
|  |  | 2 Scheiben Wärmeschutzverglasung | [6 empty] | U_panes_2pt_out | #REF! |  |  | #REF! |  |  | W/(m²K) | [17 empty] | 1 | 292 |  | costs_heating_distribution_new_install_ext_per_sqm_living_area_exponent | 0
|  |  | 3 Scheiben | [6 empty] | U_panes_3p_out | #REF! |  |  | #REF! |  |  | W/(m²K) | [17 empty] | 1 | 293 |  | costs_heating_distribution_new_install_ext_per_sqm_basement_area | 0
|  |  | 3 Scheiben Wärmeschutzverglasung | [6 empty] | U_panes_3pt_out | #REF! |  |  | #REF! |  |  | W/(m²K) | [17 empty] | 1 | 294 |  | costs_heating_distribution_new_install_ext_per_storey | 0
[11 empty] | #REF! |  |  | #REF! |  |  | W/(m²K) | [17 empty] | 1 | 295 |  | costs_heating_distribution_new_install_int_absolute | 0
[35 empty] | TRUE | 296 |  | costs_heating_distribution_new_install_int_per_apartment | 0
|  | Maßnahme | [32 empty] | TRUE | 297 |  | costs_heating_distribution_new_install_int_per_sqm_living_area | 0
|  |  | vordefinierte Maßnahme bzw. Kostenansatz laden | [31 empty] | TRUE | 298 |  | costs_heating_distribution_new_install_int_per_sqm_living_area_exponent | 0
[35 empty] | TRUE | 299 |  | costs_heating_distribution_new_install_int_per_sqm_basement_area | 0
[35 empty] | TRUE | 300 |  | costs_heating_distribution_new_install_int_per_storey | 0
|  |  | Kurz-Bezeichnung |  |  |  |  | DB costs window |  |  |  |  | costs_window_ID | [21 empty] | TRUE | 301 |  | costs_heating_distribution_costs_absolute_anyway | 0
|  |  | Bezeichnung | [9 empty] | costs_window_name | [21 empty] | TRUE | 302 |  | costs_heating_distribution_f_costs_anyway | 0
|  |  | Beschreibung | [9 empty] | costs_window_description_1 | [21 empty] | TRUE | 303 |  | costs_heating_distribution_annual_costs_maintanance | 0
|  |  | Beschreibung / weitere Details | [9 empty] | costs_window_description_2 | [21 empty] | TRUE | 304 |  | costs_dhw_ID | 0
[35 empty] | TRUE | 305 |  | costs_dhw_name | 0
[35 empty] | TRUE | 306 |  | costs_dhw_description_1 | 0
[35 empty] | TRUE | 307 |  | costs_dhw_description_2 | 0
[35 empty] | TRUE | 308 |  | costs_dhw_new_install_ext_absolute | 0
[15 empty] | 2-Scheiben- |  |  |  |  | 3-Scheiben- | [14 empty] | TRUE | 309 |  | costs_dhw_new_install_ext_per_apartment | 0
[15 empty] | Wärmeschutz- |  |  |  |  | Wärmeschutz- | [14 empty] | TRUE | 310 |  | costs_dhw_new_install_ext_per_sqm_living_area | 0
[15 empty] | verglasung |  |  |  |  | verglasung | [14 empty] | TRUE | 311 |  | costs_dhw_new_install_ext_per_sqm_living_area_exponent | 0
|  |  | Fläche | [10 empty] | #N/A |  |  | m² |  | #N/A |  |  | m² | [12 empty] | TRUE | 312 |  | costs_dhw_new_install_ext_per_sqm_basement_area | 0
|  |  | U-Wert Fenster | [10 empty] | #N/A |  |  | W/(m²K) |  | #N/A |  |  | W/(m²K) | [12 empty] | TRUE | 313 |  | costs_dhw_new_install_ext_per_storey | 0
[35 empty] | TRUE | 314 |  | costs_dhw_new_install_int_absolute | 0
|  |  | Kostenanteil absolut | [9 empty] | costs_window_2_panes_costs_absolute |  |  |  |  | costs_window_3_panes_costs_absolute |  |  |  | € | [12 empty] | TRUE | 315 |  | costs_dhw_new_install_int_per_apartment | 0
|  |  | Kostenanteil pro m² Wohnfläche | [9 empty] | costs_window_2_panes_costs_per_sqm_living_area |  |  |  |  | costs_window_3_panes_costs_per_sqm_living_area |  |  |  | €/m² | [12 empty] | TRUE | 316 |  | costs_dhw_new_install_int_per_sqm_living_area | 0
|  |  | Kostenanteil pro Wohnung | [9 empty] | costs_window_2_panes_costs_per_apartment |  |  |  |  | costs_window_3_panes_costs_per_apartment |  |  |  | €/apartment | [12 empty] | TRUE | 317 |  | costs_dhw_new_install_int_per_sqm_living_area_exponent | 0
|  |  | Kostenanteil pro m² Fenster | [9 empty] | costs_window_2_panes_costs_per_sqm |  |  |  |  | costs_window_3_panes_costs_per_sqm |  |  |  | €/m² | [12 empty] | TRUE | 318 |  | costs_dhw_new_install_int_per_sqm_basement_area | 0
|  |  | Ohnehin-Kosten bezogen auf Investition | [9 empty] | costs_window_2_panes_f_costs_anyway |  |  |  |  | costs_window_3_panes_f_costs_anyway | [16 empty] | TRUE | 319 |  | costs_dhw_new_install_int_per_storey | 0
|  |  | Ohnehin-Kosten pro m² Fenster | [9 empty] | costs_window_2_panes_costs_anyway_per_sqm |  |  |  |  | costs_window_3_panes_costs_anyway_per_sqm |  |  |  | €/m² | [12 empty] | TRUE | 320 |  | costs_dhw_insulation_ext_absolute | 0
[35 empty] | TRUE | 321 |  | costs_dhw_insulation_ext_per_apartment | 0
|  |  | jährliche Wartungskosten bezogen auf Investition | [9 empty] | costs_window_2_panes_relative_annual_costs_maintanance |  |  |  |  | costs_window_3_panes_relative_annual_costs_maintanance | [16 empty] | TRUE | 322 |  | costs_dhw_insulation_ext_per_sqm_living_area | 0
[35 empty] | TRUE | 323 |  | costs_dhw_insulation_ext_per_sqm_living_area_exponent | 0
|  |  | Preisfaktor Wärmeschutzmaßnahmen | [10 empty] | 0 |  |  |  |  | 0 | [15 empty] | TRUE | 324 |  | costs_dhw_insulation_ext_per_sqm_basement_area | 0
|  |  | Invesitionskosten | [10 empty] | #N/A |  |  |  |  | #N/A | [15 empty] | TRUE | 325 |  | costs_dhw_insulation_ext_per_storey | 0
|  |  | Ohnehinkosten | [10 empty] | #N/A |  |  |  |  | #N/A | [15 empty] | TRUE | 326 |  | costs_dhw_insulation_int_absolute | 0
[35 empty] | TRUE | 327 |  | costs_dhw_insulation_int_per_apartment | 0
|  | Ergebnis | [11 empty] | absolut | [7 empty] | pro m² Fenster | [12 empty] | TRUE | 328 |  | costs_dhw_insulation_int_per_sqm_living_area | 0
|  |  | Investitionskosten gesamt | [10 empty] | #N/A |  |  | € |  |  |  |  | #N/A |  |  | €/m² | [9 empty] | TRUE | 329 |  | costs_dhw_insulation_int_per_sqm_living_area_exponent | 0
|  |  | davon "Ohnehinkosten" | [10 empty] | #N/A |  |  | € |  |  |  |  | #N/A |  |  | €/m² | [9 empty] | TRUE | 330 |  | costs_dhw_insulation_int_per_sqm_basement_area | 0
|  |  | resultierende energiebedingte Mehrkosten | [10 empty] | #N/A |  |  | € |  |  |  |  | #N/A |  |  | €/m² | [9 empty] | TRUE | 331 |  | costs_dhw_insulation_int_per_storey | 0
|  |  | jährliche Wartungskosten | [10 empty] | #N/A |  |  | €/a |  |  |  |  | #N/A |  |  | €/m²/a | [9 empty] | TRUE | 332 |  | costs_dhw_costs_absolute_anyway | 0
[35 empty] | TRUE | 333 |  | costs_dhw_f_costs_anyway | 0
[35 empty] | TRUE | 334 |  | costs_dhw_annual_costs_maintanance | 0
[35 empty] | TRUE | 335 |  | costs_sol_ID | 0
[35 empty] | TRUE | 336 |  | costs_sol_name | 0
Anlagentechnik - Erst-Einbau oder Modernisierung von Komponenten | [34 empty] | TRUE | 337 |  | costs_sol_description_1 | 0
[35 empty] | TRUE | 338 |  | costs_sol_description_2 | 0
|  | Kostendatensatz | [32 empty] | TRUE | 339 |  | costs_sol_absolute | 0
|  |  | vordefinierte Maßnahme bzw. Kostenansatz laden | [31 empty] | TRUE | 340 |  | costs_sol_per_apartment | 0
[35 empty] | TRUE | 341 |  | costs_sol_per_apartment_exponent | 0
[35 empty] | TRUE | 342 |  | costs_sol_per_sqm_living_area | 0
|  |  | Datenbank | [10 empty] | DB costs system | [20 empty] | TRUE | 343 |  | costs_sol_per_sqm_living_area_exponent | 0
|  |  | Kurz-Bezeichnung | [9 empty] | costs_system_ID | [21 empty] | TRUE | 344 |  | costs_sol_costs_absolute_anyway | 0
|  |  | Bezeichnung (Anzeigename) | [9 empty] | costs_system_name | [21 empty] | TRUE | 345 |  | costs_sol_f_costs_anyway | 0
|  |  | Beschreibung | [9 empty] | costs_system_description_1 | [21 empty] | TRUE | 346 |  | costs_sol_annual_costs_maintanance | 0
|  |  | Beschreibung / weitere Details | [9 empty] | costs_system_description_2 | [21 empty] | TRUE | 347 |  | costs_mecvent_ID | 0
[35 empty] | TRUE | 348 |  | costs_mecvent_name | 0
[35 empty] | TRUE | 349 |  | costs_mecvent_description_1 | 0
[35 empty] | TRUE | 350 |  | costs_mecvent_description_2 | 0
[35 empty] | TRUE | 351 |  | costs_mecvent_ex_absolute | 0
| neuer Gas- oder Ölkessel | [33 empty] | TRUE | 352 |  | costs_mecvent_ex_per_apartment | 0
[17 empty] | Kriterien | [17 empty] | 1 | 353 |  | costs_mecvent_ex_per_apartment_exponent | 0
[17 empty] | Erdgas |  |  | Heizöl |  |  |  | Flüssiggas | [10 empty] | 1 | 354 |  | costs_mecvent_ex_per_sqm_living_area | 0
[11 empty] | Referenz |  |  | aktuell |  |  | NT | BW |  | NT |  | BW |  | NT |  | BW | [8 empty] | 1 | 355 |  | costs_mecvent_ex_per_sqm_living_area_exponent | 0
|  |  | Anteil Zentralheizung | [6 empty] | OB_f_centralheating | 100% |  |  | 100% |  |  | 100% | 100% |  | 100% |  | 100% |  | 100% |  | 100% | [8 empty] | 1 | 356 |  | costs_mecvent_rec60_absolute | 0
|  |  | Kessel | [6 empty] | CB_boiler | 1 |  |  | 1 |  |  | 1 | 1 |  | 1 |  | 1 |  | 1 |  | 1 | [8 empty] | 1 | 357 |  | costs_mecvent_rec60_per_apartment | 0
|  |  | Energieträger | [6 empty] | OB_boiler_fuel | oil |  |  | oil |  |  | gas | gas |  | oil |  | oil |  | gas.liquid |  | gas.liquid | [8 empty] | 1 | 358 |  | costs_mecvent_rec60_per_apartment_exponent | 0
|  |  | Typ Wärmeerzeuger | [6 empty] | OB_boiler_type | b.lt |  |  | b.lt |  |  | b.lt | b.c |  | b.lt |  | b.c |  | b.lt |  | b.c | [8 empty] | 1 | 359 |  | costs_mecvent_rec60_per_sqm_living_area | 0
|  |  | Baualtersklasse | [6 empty] | OB_boiler_year | 1987 ... 1994 |  |  | 1987 ... 1994 |  |  | 1995 ... | 1995 ... |  | 1995 ... |  | 1995 ... |  | 1995 ... |  | 1995 ... | [8 empty] | 1 | 360 |  | costs_mecvent_rec60_per_sqm_living_area_exponent | 0
[7 empty] | Referenz | [9 empty] | FALSE | FALSE |  | FALSE |  | FALSE |  | FALSE |  | FALSE | [8 empty] | 1 | 361 |  | costs_mecvent_rec80_absolute | 0
[7 empty] | aktuell | [9 empty] | FALSE | FALSE |  | FALSE |  | FALSE |  | FALSE |  | FALSE | [8 empty] | 1 | 362 |  | costs_mecvent_rec80_per_apartment | 0
[7 empty] | berücksichtigen | [9 empty] | 0 | 0 |  | 0 |  | 0 |  | 0 |  | 0 | [8 empty] | 1 | 363 |  | costs_mecvent_rec80_per_apartment_exponent | 0
[35 empty] | TRUE | 364 |  | costs_mecvent_rec80_per_sqm_living_area | 0
|  | Maßnahme | [32 empty] | TRUE | 365 |  | costs_mecvent_rec80_per_sqm_living_area_exponent | 0
|  |  | Kurz-Bezeichnung | [9 empty] | costs_boiler_ID | [21 empty] | TRUE | 366 |  | costs_mecvent_costs_absolute_anyway | 0
|  |  | Bezeichnung | [9 empty] | costs_boiler_name | [21 empty] | TRUE | 367 |  | costs_mecvent_f_costs_anyway | 0
|  |  | Beschreibung | [9 empty] | costs_boiler_description_1 | [21 empty] | TRUE | 368 |  | costs_mecvent_annual_costs_maintanance | 0
|  |  | Beschreibung / weitere Details | [9 empty] | costs_boiler_description_2 | [21 empty] | TRUE |  |  |  | #REF!
[35 empty] | TRUE |  |  |  | #REF!
[14 empty] | aktuell |  |  | Kostenansätze | [17 empty] | TRUE |  |  |  | #REF!
[14 empty] | #N/A |  |  | 1 | 2 |  | 3 |  | 4 |  | 5 |  | 6 | [8 empty] | TRUE |  |  |  | #REF!
[17 empty] | Erdgas |  |  | Heizöl |  |  |  | Flüssiggas | [10 empty] | TRUE |  |  |  | #REF!
[17 empty] | NT | BW |  | NT |  | BW |  | NT |  | BW | [8 empty] | TRUE |  |  |  | #REF!
[17 empty] | #N/A | #N/A |  | #N/A |  | #N/A |  | #N/A |  | #N/A | [8 empty] | TRUE |  |  |  | #REF!
|  | Heizleistung | [32 empty] | TRUE |  |  |  | #REF!
|  |  | niedrigste verfügbare thermische Leistung | [9 empty] | costs_boiler_gas_lt_P_therm_min | #N/A | [13 empty] | kW | [6 empty] | TRUE |  |  |  | #REF!
|  |  | Faktor Überdimensionierung | [9 empty] | costs_boiler_gas_lt_f_oversize | #N/A | [20 empty] | TRUE |  |  |  | #REF!
|  |  | thermische Leistung | [10 empty] | #N/A |  |  | #REF! | #REF! |  | #REF! |  | #REF! |  | #REF! |  | #REF! |  | kW | [6 empty] | TRUE |  |  |  | #REF!
[35 empty] | TRUE |  |  |  | #REF!
|  | Investitionskosten | [32 empty] | TRUE |  |  |  | #REF!
|  |  | absolut | [9 empty] | costs_boiler_gas_lt_absolute | #N/A | [13 empty] | € | [6 empty] | TRUE |  |  |  | #REF!
|  |  | pro Wohneinheit | [9 empty] | costs_boiler_gas_lt_per_apartment | #N/A |  |  |  |  | costs_boiler_oil_lt_per_apartment |  | costs_boiler_oil_c_per_apartment |  | costs_boiler_gas_liquid_lt_per_apartment |  | costs_boiler_gas_liquid_c_per_apartment |  |  | €/apartment | [6 empty] | TRUE |  |  |  | #REF!
|  |  | pro m² Wohnfläche | [9 empty] | costs_boiler_gas_lt_per_sqm_living_area | #N/A | [13 empty] | €/m² | [6 empty] | TRUE |  |  |  | #REF!
|  |  |  | Exponent | [8 empty] | costs_boiler_gas_lt_per_sqm_living_area_exponent | #N/A | [20 empty] | TRUE |  |  |  | #REF!
|  |  | pro kW Heizleistung | [9 empty] | costs_boiler_gas_lt_per_kW | #N/A | [13 empty] | €/kW | [6 empty] | TRUE |  |  |  | #REF!
|  |  |  | Exponent | [8 empty] | costs_boiler_gas_lt_per_kW_exponent | #N/A | [20 empty] | TRUE |  |  |  | #REF!
|  |  | resultierend | [10 empty] | #N/A |  |  | #REF! | #REF! |  | #REF! |  | #REF! |  | #REF! |  | #REF! |  | € | [6 empty] | TRUE |  |  |  | #REF!
[35 empty] | TRUE |  |  |  | #REF!
|  |  | Preisfaktor Anlagentechnik | [10 empty] | 0 | [7 empty] | pro m² Wohnfläche | [12 empty] | TRUE |  |  |  | #REF!
|  |  | Investitionskosten gesamt | [10 empty] | 0 |  |  | € |  |  |  |  | 0 |  |  | €/m² | [9 empty] | TRUE |  |  |  | #REF!
[35 empty] | TRUE |  |  |  | #REF!
|  | Ohnehin-Kosten | [32 empty] | TRUE |  |  |  | #REF!
|  |  | Ohnehin-Kosten absolut | [9 empty] | costs_boiler_costs_absolute_anyway |  |  |  | € | [17 empty] | TRUE |  |  |  | #REF!
|  |  | Ohnehin-Kosten bezogen auf Investition | [9 empty] | costs_boiler_f_costs_anyway | [21 empty] | TRUE |  |  |  | #REF!
|  |  | Ohnehin-Kosten gesamt | [10 empty] | 0 |  |  | € |  |  |  |  | 0 |  |  | €/m² | [9 empty] | TRUE |  |  |  | #REF!
[35 empty] | TRUE |  |  |  | #REF!
|  | Wartungskosten | [32 empty] | TRUE |  |  |  | #REF!
|  |  | jährliche Wartungskosten bezogen auf Investition | [9 empty] | costs_boiler_annual_costs_maintanance | [21 empty] | TRUE |  |  |  | #REF!
|  |  | jährliche Wartungskosten | [10 empty] | 0 |  |  | €/a |  |  |  |  | 0 |  |  | €/(m²a) | [9 empty] | TRUE |  |  |  | #REF!
[35 empty] | TRUE |  |  |  | #REF!
[35 empty] | TRUE |  |  |  | #REF!
| neuer Biomasse-Kessel | [33 empty] | TRUE |  |  |  | #REF!
[17 empty] | Kriterien | [17 empty] | 1 |  |  |  | #REF!
[17 empty] | Holz- | Scheit- | [16 empty] | 1 |  |  |  | #REF!
[11 empty] | Referenz |  |  | aktuell |  |  | Pellets | holz | [16 empty] | 1 |  |  |  | #REF!
|  |  | Anteil Zentralheizung | [6 empty] | OB_f_centralheating | 100% |  |  | 100% |  |  | 100% | 100% | [16 empty] | 1
|  |  | Kessel | [6 empty] | CB_woodboiler | 0 |  |  | 0 |  |  | 1 | 1 | [16 empty] | 1
|  |  | Energieträger | [6 empty] | OB_woodboiler_fuel | #N/A |  |  | #N/A |  |  | bio.wp | bio.fw | [16 empty] | 1
|  |  | Baualtersklasse | [6 empty] | OB_boiler_year | 1987 ... 1994 |  |  | 1987 ... 1994 |  |  | 1995 ... | 1995 ... | [16 empty] | 1
[7 empty] | Referenz | [9 empty] | #N/A | #N/A | [16 empty] | 1
[7 empty] | aktuell | [9 empty] | #N/A | #N/A | [16 empty] | 1
[7 empty] | berücksichtigen | [9 empty] | #N/A | #N/A | [16 empty] | 1
TRUE
TRUE
|  | Maßnahme | [32 empty] | TRUE
|  |  | Kurz-Bezeichnung | [9 empty] | costs_biomass_ID | [21 empty] | TRUE
|  |  | Bezeichnung | [9 empty] | costs_biomass_name | [21 empty] | TRUE
|  |  | Beschreibung | [9 empty] | costs_biomass_description_1 | [21 empty] | TRUE
|  |  | Beschreibung / weitere Details | [9 empty] | costs_biomass_description_2 | [21 empty] | TRUE
TRUE
[14 empty] | aktuell |  |  | Kostenansätze | [17 empty] | TRUE
[14 empty] | #N/A |  |  | 1 | 2 | [16 empty] | TRUE
[17 empty] | Holz- | Scheit- | [16 empty] | TRUE
[17 empty] | Pellets | holz | [16 empty] | TRUE
[17 empty] | #N/A | #N/A | [16 empty] | TRUE
|  | Heizleistung | [32 empty] | TRUE
|  |  | niedrigste verfügbare thermische Leistung | [9 empty] | costs_biomass_pellets_P_therm_min | #N/A | [5 empty] | kW | [14 empty] | TRUE
|  |  | Faktor Überdimensionierung | [9 empty] | costs_biomass_pellets_f_oversize | #N/A | [20 empty] | TRUE
|  |  | thermische Leistung | [10 empty] | #N/A |  |  | #REF! | #REF! |  | kW | [14 empty] | TRUE
TRUE
|  | Kosten | [32 empty] | TRUE
|  |  | absolut | [9 empty] | costs_biomass_pellets_absolute | #N/A | [5 empty] | € | [14 empty] | TRUE
|  |  | pro Wohneinheit | [9 empty] | costs_biomass_pellets_per_apartment | #N/A | [5 empty] | €/apartment | [14 empty] | TRUE
|  |  | pro m² Wohnfläche | [9 empty] | costs_biomass_pellets_per_sqm_living_area | #N/A | [5 empty] | €/m² | [14 empty] | TRUE
|  |  |  | Exponent | [8 empty] | costs_biomass_pellets_per_sqm_living_area_exponent | #N/A | [20 empty] | TRUE
|  |  | pro kW Heizleistung | [9 empty] | costs_biomass_pellets_per_kW | #N/A | [5 empty] | €/kW | [14 empty] | TRUE
|  |  |  | Exponent | [8 empty] | costs_biomass_pellets_per_kW_exponent | #N/A | [20 empty] | TRUE
|  |  | resultierend | [10 empty] | #N/A |  |  | #REF! | #REF! |  | € | [14 empty] | TRUE
TRUE
|  |  | Preisfaktor Anlagentechnik | [10 empty] | 0 | [7 empty] | pro m² Wohnfläche | [12 empty] | TRUE
|  |  | Investitionskosten gesamt | [10 empty] | 0 |  |  | € |  |  |  |  | 0 |  |  | €/m² | [9 empty] | TRUE
TRUE
|  | Ohnehin-Kosten | [32 empty] | TRUE
|  |  | Ohnehin-Kosten absolut | [9 empty] | costs_biomass_costs_absolute_anyway |  |  |  | € | [17 empty] | TRUE
|  |  | Ohnehin-Kosten bezogen auf Investition | [9 empty] | costs_biomass_f_costs_anyway | [21 empty] | TRUE
|  |  | Ohnehin-Kosten gesamt | [10 empty] | 0 |  |  | € |  |  |  |  | 0 |  |  | €/m² | [9 empty] | TRUE
TRUE
|  | Wartungskosten | [32 empty] | TRUE
|  |  | jährliche Wartungskosten bezogen auf Investition | [9 empty] | costs_biomass_annual_costs_maintanance | [21 empty] | TRUE
|  |  | jährliche Wartungskosten | [10 empty] | 0 |  |  | €/a |  |  |  |  | 0 |  |  | €/(m²a) | [9 empty] | TRUE
TRUE
TRUE
| neue Elektro-Wärmepumpe | [33 empty] | TRUE
[17 empty] | Kriterien | [17 empty] | 1
[17 empty] | Außen- | Erdr./ | [16 empty] | 1
[11 empty] | Referenz |  |  | aktuell |  |  | luft | Grundw. | [16 empty] | 1
|  |  | Anteil Zentralheizung | [6 empty] | OB_f_centralheating | 100% |  |  | 100% |  |  | 100% | 100% | [16 empty] | 1
|  |  | Wärmepumpe | [6 empty] | CB_heatpump | 0 |  |  | 0 |  |  | 1 | 1 | [16 empty] | 1
|  |  | Typ | [6 empty] | OB_heatpump_type | #N/A |  |  | #N/A |  |  | hp.air | hp.soil | [16 empty] | 1
|  |  | Baualtersklasse | [6 empty] | OB_heatpump_year | #N/A |  |  | #N/A |  |  | 1995 ... | 1995 ... | [16 empty] | 1
[7 empty] | Referenz | [9 empty] | #N/A | #N/A | [16 empty] | 1
[7 empty] | aktuell | [9 empty] | #N/A | #N/A | [16 empty] | 1
[7 empty] | berücksichtigen | [9 empty] | #N/A | #N/A | [16 empty] | 1
TRUE
TRUE
|  | Maßnahme | [32 empty] | TRUE
|  |  | Kurz-Bezeichnung | [9 empty] | costs_hp_ID | [21 empty] | TRUE
|  |  | Bezeichnung | [9 empty] | costs_hp_name | [21 empty] | TRUE
|  |  | Beschreibung | [9 empty] | costs_hp_description_1 | [21 empty] | TRUE
|  |  | Beschreibung / weitere Details | [9 empty] | costs_hp_description_2 | [21 empty] | TRUE
TRUE
[14 empty] | aktuell |  |  | Kostenansätze | [17 empty] | TRUE
[14 empty] | #N/A |  |  | 1 | 2 | [16 empty] | TRUE
[17 empty] | Außen- | Erdr./ | [16 empty] | TRUE
[17 empty] | luft | Grundw. | [16 empty] | TRUE
[17 empty] | #N/A | #N/A | [16 empty] | TRUE
|  | Heizleistung | [32 empty] | TRUE
|  |  | niedrigste verfügbare thermische Leistung | [9 empty] | costs_hp_P_therm_min | #N/A | [5 empty] | kW | [14 empty] | TRUE
|  |  | Faktor Überdimensionierung | [9 empty] | costs_hp_f_oversize | #N/A | [20 empty] | TRUE
|  |  | thermische Leistung | [10 empty] | #N/A |  |  | #REF! | #REF! |  | kW | [14 empty] | TRUE
TRUE
|  | Kosten | [32 empty] | TRUE
|  |  | absolut | [9 empty] | costs_hp_air_absolute | #N/A | [5 empty] | € | [14 empty] | TRUE
|  |  | pro Wohneinheit | [9 empty] | costs_hp_air_per_apartment | #N/A | [5 empty] | €/apartment | [14 empty] | TRUE
|  |  | pro m² Wohnfläche | [9 empty] | costs_hp_air_per_sqm_living_area | #N/A | [5 empty] | €/m² | [14 empty] | TRUE
|  |  |  | Exponent | [8 empty] | costs_hp_air_per_sqm_living_area_exponent | #N/A | [20 empty] | TRUE
|  |  | pro kW Heizleistung | [9 empty] | costs_hp_air_per_kW | #N/A | [5 empty] | €/kW | [14 empty] | TRUE
|  |  |  | Exponent | [8 empty] | costs_hp_air_per_kW_exponent | #N/A | [20 empty] | TRUE
|  |  | resultierend | [10 empty] | #N/A |  |  | #REF! | #REF! |  | € | [14 empty] | TRUE
TRUE
|  |  | Preisfaktor Anlagentechnik | [10 empty] | 0 | [7 empty] | pro m² Wohnfläche | [12 empty] | TRUE
|  |  | Investitionskosten gesamt | [10 empty] | 0 |  |  | € |  |  |  |  | 0 |  |  | €/m² | [9 empty] | TRUE
TRUE
|  | Ohnehin-Kosten | [32 empty] | TRUE
|  |  | Ohnehin-Kosten absolut | [9 empty] | costs_hp_costs_absolute_anyway |  |  |  | € | [17 empty] | TRUE
|  |  | Ohnehin-Kosten bezogen auf Investition | [9 empty] | costs_hp_f_costs_anyway | [21 empty] | TRUE
|  |  | Ohnehin-Kosten gesamt | [10 empty] | 0 |  |  | € |  |  |  |  | 0 |  |  | €/m² | [9 empty] | TRUE
TRUE
|  | Wartungskosten | [32 empty] | TRUE
|  |  | jährliche Wartungskosten bezogen auf Investition | [9 empty] | costs_hp_annual_costs_maintanance | [21 empty] | TRUE
|  |  | jährliche Wartungskosten | [10 empty] | 0 |  |  | €/a |  |  |  |  | 0 |  |  | €/(m²a) | [9 empty] | TRUE
TRUE
TRUE
| Anschluss an Nah-/Fernwärme mit KWK | [33 empty] | TRUE
[17 empty] | Kriterien | [17 empty] | 1
[17 empty] | ohne | mit | [16 empty] | 1
[11 empty] | Referenz |  |  | aktuell |  |  | KWK | KWK | [16 empty] | 1
|  |  | Anteil Zentralheizung | [6 empty] | OB_f_centralheating | 100% |  |  | 100% |  |  | 100% | 100% | [16 empty] | 1
|  |  | Fernwärme | [6 empty] | CB_districtheating | 0 |  |  | 0 |  |  | 1 | 1 | [16 empty] | 1
|  |  | Typ | [6 empty] | OB_districtheating_type | #N/A |  |  | #N/A |  |  | dh.b | dh.chp | [16 empty] | 1
[7 empty] | Referenz | [9 empty] | #N/A | #N/A | [16 empty] | 1
[7 empty] | aktuell | [9 empty] | #N/A | #N/A | [16 empty] | 1
[7 empty] | berücksichtigen | [9 empty] | #N/A | #N/A | [16 empty] | 1
TRUE
TRUE
|  | Maßnahme | [32 empty] | TRUE
|  |  | Kurz-Bezeichnung | [9 empty] | costs_district_heating_ID | [21 empty] | TRUE
|  |  | Bezeichnung | [9 empty] | costs_district_heating_name | [21 empty] | TRUE
|  |  | Beschreibung | [9 empty] | costs_district_heating_description_1 | [21 empty] | TRUE
|  |  | Beschreibung / weitere Details | [9 empty] | costs_district_heating_description_2 | [21 empty] | TRUE
TRUE
[14 empty] | aktuell |  |  | Kostenansätze | [17 empty] | TRUE
[14 empty] | #N/A |  |  | 1 | 2 | [16 empty] | TRUE
[17 empty] | Außen- | Erdr./ | [16 empty] | TRUE
[17 empty] | luft | Grundw. | [16 empty] | TRUE
[17 empty] | #N/A | #N/A | [16 empty] | TRUE
|  | Heizleistung | [32 empty] | TRUE
|  |  | niedrigste verfügbare thermische Leistung | [9 empty] | costs_district_heating_b_P_therm_min | #N/A | [5 empty] | kW | [14 empty] | TRUE
|  |  | Faktor Überdimensionierung | [9 empty] | costs_district_heating_b_f_oversize | #N/A | [20 empty] | TRUE
|  |  | thermische Leistung | [10 empty] | #N/A |  |  | #REF! | #REF! |  | kW | [14 empty] | TRUE
TRUE
|  | Kosten | [32 empty] | TRUE
|  |  | absolut | [9 empty] | costs_district_heating_b_absolute | #N/A | [5 empty] | € | [14 empty] | TRUE
|  |  | pro Wohneinheit | [9 empty] | costs_district_heating_b_per_apartment | #N/A | [5 empty] | €/apartment | [14 empty] | TRUE
|  |  | pro m² Wohnfläche | [9 empty] | costs_district_heating_b_per_sqm_living_area | #N/A | [5 empty] | €/m² | [14 empty] | TRUE
|  |  |  | Exponent | [8 empty] | costs_district_heating_b_per_sqm_living_area_exponent | #N/A | [20 empty] | TRUE
|  |  | pro kW Heizleistung | [9 empty] | costs_district_heating_b_per_kW | #N/A | [5 empty] | €/kW | [14 empty] | TRUE
|  |  |  | Exponent | [8 empty] | costs_district_heating_b_per_kW_exponent | #N/A | [20 empty] | TRUE
|  |  | resultierend | [10 empty] | #N/A |  |  | #REF! | #REF! |  | € | [14 empty] | TRUE
TRUE
|  |  | Preisfaktor Anlagentechnik | [10 empty] | 0 | [7 empty] | pro m² Wohnfläche | [12 empty] | TRUE
|  |  | Investitionskosten gesamt | [10 empty] | 0 |  |  | € |  |  |  |  | 0 |  |  | €/m² | [9 empty] | TRUE
TRUE
|  | Ohnehin-Kosten | [32 empty] | TRUE
|  |  | Ohnehin-Kosten absolut | [9 empty] | costs_district_heating_costs_absolute_anyway |  |  |  | € | [17 empty] | TRUE
|  |  | Ohnehin-Kosten bezogen auf Investition | [9 empty] | costs_district_heating_f_costs_anyway | [21 empty] | TRUE
|  |  | Ohnehin-Kosten gesamt | [10 empty] | 0 |  |  | € |  |  |  |  | 0 |  |  | €/m² | [9 empty] | TRUE
TRUE
|  | Wartungskosten | [32 empty] | TRUE
|  |  | jährliche Wartungskosten bezogen auf Investition | [9 empty] | costs_district_heating_annual_costs_maintanance | [21 empty] | TRUE
|  |  | jährliche Wartungskosten | [10 empty] | 0 |  |  | €/a |  |  |  |  | 0 |  |  | €/(m²a) | [9 empty] | TRUE
TRUE
TRUE
| Heizungsverteilung | [33 empty] | TRUE
[17 empty] | Kriterien | [17 empty] | 1
[17 empty] | Dämmung |  |  | Neuverlegung | [14 empty] | 1
[11 empty] | Referenz |  |  | aktuell |  |  | unbeh. | beh. |  | unbeh. |  | beh. | [12 empty] | 1
|  |  | Anteil Zentralheizung | [6 empty] | OB_f_centralheating | 100% |  |  | 100% |  |  | 100% | 100% |  | 100% |  | 100% | [12 empty] | 1
|  |  | Heizungsohre im unbeh. Keller oder Dach | [6 empty] | OB_sh_distribution_type | yes |  |  | yes |  |  | yes | no |  | yes |  | no | [12 empty] | 1
|  |  | Baualtersklasse | [6 empty] | OB_sh_distribution_year | 1979 ... 1994 |  |  | 1979 ... 1994 |  |  | 1995 ... | 1995 ... |  | 1995 ... |  | 1995 ... | [12 empty] | 1
[7 empty] | Referenz | [9 empty] | 0 | 0 |  | 1 |  | 1 | [12 empty] | 1
[7 empty] | aktuell | [9 empty] | FALSE | FALSE |  | FALSE |  | FALSE | [12 empty] | 1
[7 empty] | berücksichtigen | [9 empty] | 0 | 0 |  | 0 |  | 0 | [12 empty] | 1
TRUE
TRUE
|  | Maßnahme | [32 empty] | TRUE
|  |  | Kurz-Bezeichnung | [9 empty] | costs_heating_distribution_ID | [21 empty] | TRUE
|  |  | Bezeichnung | [9 empty] | costs_heating_distribution_name | [21 empty] | TRUE
|  |  | Beschreibung | [9 empty] | costs_heating_distribution_description_1 | [21 empty] | TRUE
|  |  | Beschreibung / weitere Details | [9 empty] | costs_heating_distribution_description_2 | [21 empty] | TRUE
TRUE
[14 empty] | aktuell |  |  | Kostenansätze | [17 empty] | TRUE
[14 empty] | #N/A |  |  | 1 | 2 |  | 3 |  | 4 | [12 empty] | TRUE
[17 empty] | Dämmung |  |  | Neuverlegung | [14 empty] | TRUE
[17 empty] | unbeh. | beh. |  | unbeh. |  | beh. | [12 empty] | TRUE
[17 empty] | #N/A | #N/A |  | #N/A |  | #N/A | [12 empty] | TRUE
|  | Kosten | [32 empty] | TRUE
|  |  | absolut | [9 empty] | costs_heating_distribution_insulation_ext_absolute | #N/A | [9 empty] | € | [10 empty] | TRUE
|  |  | pro Wohneinheit | [9 empty] | costs_heating_distribution_insulation_ext_per_apartment | #N/A | [9 empty] | €/apartment | [10 empty] | TRUE
|  |  | pro m² Wohnfläche | [9 empty] | costs_heating_distribution_insulation_ext_per_sqm_living_area | #N/A | [9 empty] | €/m² | [10 empty] | TRUE
|  |  |  | Exponent | [8 empty] | costs_heating_distribution_insulation_ext_per_sqm_living_area_exponent | #N/A | [20 empty] | TRUE
|  |  | pro m² Gebäudegrundfläche | [9 empty] | costs_heating_distribution_insulation_ext_per_sqm_basement_area | #N/A | [9 empty] | €/m² | [10 empty] | TRUE
|  |  | pro Geschoss | [9 empty] | costs_heating_distribution_insulation_ext_per_storey | #N/A | [9 empty] | €/Geschoss | [10 empty] | TRUE
|  |  | resultierend | [10 empty] | #N/A |  |  | #REF! | #REF! |  | #REF! |  | #REF! |  | € | [10 empty] | TRUE
TRUE
|  |  | Preisfaktor Anlagentechnik | [10 empty] | 0 | [7 empty] | pro m² Wohnfläche | [12 empty] | TRUE
|  |  | Investitionskosten gesamt | [10 empty] | 0 |  |  | € |  |  |  |  | 0 |  |  | €/m² | [9 empty] | TRUE
TRUE
|  | Ohnehin-Kosten | [32 empty] | TRUE
|  |  | Ohnehin-Kosten absolut | [9 empty] | costs_heating_distribution_costs_absolute_anyway |  |  |  | € | [17 empty] | TRUE
|  |  | Ohnehin-Kosten bezogen auf Investition | [9 empty] | costs_heating_distribution_f_costs_anyway | [21 empty] | TRUE
|  |  | Ohnehin-Kosten gesamt | [10 empty] | 0 |  |  | € |  |  |  |  | 0 |  |  | €/m² | [9 empty] | TRUE
TRUE
|  | Wartungskosten | [32 empty] | TRUE
|  |  | jährliche Wartungskosten bezogen auf Investition | [9 empty] | costs_heating_distribution_annual_costs_maintanance | [21 empty] | TRUE
|  |  | jährliche Wartungskosten | [10 empty] | 0 |  |  | €/a |  |  |  |  | 0 |  |  | €/(m²a) | [9 empty] | TRUE
TRUE
TRUE
| zentrale Warmwasserbereitung | [33 empty] | TRUE
[17 empty] | Kriterien | [17 empty] | 1
[17 empty] | Dämmung |  |  | Neuverlegung | [14 empty] | 1
[11 empty] | Referenz |  |  | aktuell |  |  | unbeh. | beh. |  | unbeh. |  | beh. | [12 empty] | 1
|  |  | Anteil Zentralheizung | [6 empty] | OB_f_centralheating | 100% |  |  | 100% |  |  | 100% | 100% |  | 100% |  | 100% | [12 empty] | 1
|  |  | Heizungsohre im unbeh. Keller oder Dach | [6 empty] | OB_sh_distribution_type | yes |  |  | yes |  |  | yes | no |  | yes |  | no | [12 empty] | 1
|  |  | Warmwasser kombiniert mit Zentralhzg. | [6 empty] | CB_hw_centralheating | 1 |  |  | 1 |  |  | 1 | 1 |  | 1 |  | 1 | [12 empty] | 1
|  |  | Baualtersklasse | [6 empty] | OB_hw_distribution_year | 1979 ... 1994 |  |  | 1979 ... 1994 |  |  | 1995 ... | 1995 ... |  | 1995 ... |  | 1995 ... | [12 empty] | 1
[7 empty] | Referenz | [9 empty] | TRUE | FALSE |  | 0 |  | 0 | [12 empty] | 1
[7 empty] | aktuell | [9 empty] | FALSE | FALSE |  | FALSE |  | FALSE | [12 empty] | 1
[7 empty] | berücksichtigen | [9 empty] | 0 | 0 |  | 0 |  | 0 | [12 empty] | 1
TRUE
TRUE
|  | Maßnahme | [32 empty] | TRUE
|  |  | Kurz-Bezeichnung | [9 empty] | costs_dhw_ID | [21 empty] | TRUE
|  |  | Bezeichnung | [9 empty] | costs_dhw_name | [21 empty] | TRUE
|  |  | Beschreibung | [9 empty] | costs_dhw_description_1 | [21 empty] | TRUE
|  |  | Beschreibung / weitere Details | [9 empty] | costs_dhw_description_2 | [21 empty] | TRUE
TRUE
[14 empty] | aktuell |  |  | Kostenansätze | [17 empty] | TRUE
[14 empty] | #N/A |  |  | 1 | 2 |  | 3 |  | 4 | [12 empty] | TRUE
[17 empty] | Dämmung |  |  | Neuverlegung | [14 empty] | TRUE
[17 empty] | unbeh. | beh. |  | unbeh. |  | beh. | [12 empty] | TRUE
[17 empty] | #N/A | #N/A |  | #N/A |  | #N/A | [12 empty] | TRUE
|  | Kosten | [32 empty] | TRUE
|  |  | absolut | [9 empty] | costs_dhw_insulation_ext_absolute | #N/A | [9 empty] | € | [10 empty] | TRUE
|  |  | pro Wohneinheit | [9 empty] | costs_dhw_insulation_ext_per_sqm_living_area | #N/A | [9 empty] | €/Wohneinheit | [10 empty] | TRUE
|  |  | pro m² Wohnfläche | [9 empty] | costs_dhw_insulation_ext_per_sqm_living_area | #N/A | [9 empty] | €/m² | [10 empty] | TRUE
|  |  |  | Exponent | [8 empty] | costs_dhw_insulation_ext_per_sqm_living_area_exponent | #N/A | [20 empty] | TRUE
|  |  | pro m² Gebäudegrundfläche | [9 empty] | costs_dhw_insulation_ext_per_sqm_basement_area | #N/A | [9 empty] | €/m² | [10 empty] | TRUE
|  |  | pro Geschoss | [9 empty] | costs_dhw_insulation_ext_per_storey | #N/A | [9 empty] | €/Geschoss | [10 empty] | TRUE
|  |  | resultierend | [10 empty] | #N/A |  |  | #REF! | #REF! |  | #REF! |  | #REF! |  | € | [10 empty] | TRUE
TRUE
|  |  | Preisfaktor Anlagentechnik | [10 empty] | 0 | [7 empty] | pro m² Wohnfläche | [12 empty] | TRUE
|  |  | Investitionskosten gesamt | [10 empty] | 0 |  |  | € |  |  |  |  | 0 |  |  | €/m² | [9 empty] | TRUE
TRUE
|  | Ohnehin-Kosten | [32 empty] | TRUE
|  |  | Ohnehin-Kosten absolut | [9 empty] | costs_dhw_costs_absolute_anyway |  |  |  | € | [17 empty] | TRUE
|  |  | Ohnehin-Kosten bezogen auf Investition | [9 empty] | costs_dhw_f_costs_anyway | [21 empty] | TRUE
|  |  | Ohnehin-Kosten gesamt | [10 empty] | 0 |  |  | € |  |  |  |  | 0 |  |  | €/m² | [9 empty] | TRUE
TRUE
|  | Wartungskosten | [32 empty] | TRUE
|  |  | jährliche Wartungskosten bezogen auf Investition | [9 empty] | costs_dhw_annual_costs_maintanance | [21 empty] | TRUE
|  |  | jährliche Wartungskosten | [10 empty] | 0 |  |  | €/a |  |  |  |  | 0 |  |  | €/(m²a) | [9 empty] | TRUE
TRUE
TRUE
| thermische Solaranlage | [33 empty] | TRUE
[17 empty] | Kriterien | [17 empty] | 1
[17 empty] | Solar- | [17 empty] | 1
[11 empty] | Referenz |  |  | aktuell |  |  | anlage | [17 empty] | 1
|  |  | thermische Solaranlage | [6 empty] | CB_hw_solar | 0 |  |  | 0 |  |  | 1 | [17 empty] | 1
[7 empty] | Referenz | [9 empty] | FALSE | [17 empty] | 1
[7 empty] | aktuell | [9 empty] | FALSE | [17 empty] | 1
[7 empty] | berücksichtigen | [9 empty] | 0 | [17 empty] | 1
TRUE
TRUE
|  | Maßnahme | [32 empty] | TRUE
|  |  | Kurz-Bezeichnung | [9 empty] | costs_sol_ID | [21 empty] | TRUE
|  |  | Bezeichnung | [9 empty] | costs_sol_name | [21 empty] | TRUE
|  |  | Beschreibung | [9 empty] | costs_sol_description_1 | [21 empty] | TRUE
|  |  | Beschreibung / weitere Details | [9 empty] | costs_sol_description_2 | [21 empty] | TRUE
TRUE
[14 empty] | aktuell |  |  | Kostenansatz | [17 empty] | TRUE
[14 empty] | #N/A |  |  | 1 | [17 empty] | TRUE
[17 empty] | Solar- | [17 empty] | TRUE
[17 empty] | anlage | [17 empty] | TRUE
[17 empty] | #N/A | [17 empty] | TRUE
|  |  | Kosten | [31 empty] | TRUE
|  |  |  | absolut | [8 empty] | costs_sol_absolute | #N/A |  |  |  | € | [16 empty] | TRUE
|  |  |  | pro Wohneinheit | [8 empty] | costs_sol_per_apartment | #N/A |  |  |  | €/Wohneinheit | [16 empty] | TRUE
[5 empty] | Exponent | [7 empty] | costs_sol_per_apartment_exponent | #N/A | [20 empty] | TRUE
|  |  |  | pro m² Wohnfläche | [8 empty] | costs_sol_per_sqm_living_area | #N/A |  |  |  | €/m² | [16 empty] | TRUE
[5 empty] | Exponent | [7 empty] | costs_sol_per_sqm_living_area_exponent | #N/A | [20 empty] | TRUE
|  |  |  | resultierend | [9 empty] | #N/A |  |  | 0 | € | [16 empty] | TRUE
TRUE
|  |  |  | Preisfaktor Anlagentechnik | [9 empty] | 0 | [7 empty] | pro m² Wohnfläche | [12 empty] | TRUE
|  |  |  | Investitionskosten gesamt | [9 empty] | 0 |  |  | € |  |  |  |  | 0 |  |  | €/m² | [9 empty] | TRUE
TRUE
|  | Ohnehin-Kosten | [32 empty] | TRUE
|  |  | Ohnehin-Kosten absolut | [9 empty] | costs_sol_costs_absolute_anyway |  |  |  | € | [17 empty] | TRUE
|  |  | Ohnehin-Kosten bezogen auf Investition | [9 empty] | costs_sol_f_costs_anyway | [21 empty] | TRUE
|  |  | Ohnehin-Kosten gesamt | [10 empty] | 0 |  |  | € |  |  |  |  | 0 |  |  | €/m² | [9 empty] | TRUE
TRUE
|  | Wartungskosten | [32 empty] | TRUE
|  |  | jährliche Wartungskosten bezogen auf Investition | [9 empty] | costs_sol_annual_costs_maintanance | [21 empty] | TRUE
|  |  | jährliche Wartungskosten | [10 empty] | 0 |  |  | €/a |  |  |  |  | 0 |  |  | €/(m²a) | [9 empty] | TRUE
TRUE
TRUE
TRUE
TRUE
| Lüftungsanlage | [33 empty] | TRUE
[17 empty] | Kriterien | [17 empty] | 1
[17 empty] | Ab- | Zu-/Abl. |  | Zu-/Abl. | [14 empty] | 1
[11 empty] | Referenz |  |  | aktuell |  |  | luft | 60% WRG |  | 80% WRG | [14 empty] | 1
|  |  | Lüftungsanlage | [6 empty] | OB_type_vent | none |  |  | none |  |  | ex | supex.rec.60 |  | supex.rec.80 | [14 empty] | 1
[7 empty] | Referenz | [9 empty] | FALSE | FALSE |  | FALSE | [14 empty] | 1
[7 empty] | aktuell | [9 empty] | FALSE | FALSE |  | FALSE | [14 empty] | 1
[7 empty] | berücksichtigen | [9 empty] | 0 | 0 |  | 0 | [14 empty] | 1
TRUE
TRUE
|  | Maßnahme | [32 empty] | TRUE
|  |  | Kurz-Bezeichnung | [9 empty] | costs_mecvent_ID | [21 empty] | TRUE
|  |  | Bezeichnung | [9 empty] | costs_mecvent_name | [21 empty] | TRUE
|  |  | Beschreibung | [9 empty] | costs_mecvent_description_1 | [21 empty] | TRUE
|  |  | Beschreibung / weitere Details | [9 empty] | costs_mecvent_description_2 | [21 empty] | TRUE
TRUE
[14 empty] | aktuell |  |  | Kostenansatz | [17 empty] | TRUE
[14 empty] | #N/A |  |  | 1 | 2 |  | 3 | [14 empty] | TRUE
[17 empty] | Ab- | Zu-/Abl. |  | Zu-/Abl. | [14 empty] | TRUE
[17 empty] | luft | 60% WRG |  | 80% WRG | [14 empty] | TRUE
[17 empty] | #N/A | #N/A |  | #N/A | [14 empty] | TRUE
|  |  | Kosten | [31 empty] | TRUE
|  |  |  | absolut | [8 empty] | costs_mecvent_ex_absolute | #N/A | [7 empty] | € | [12 empty] | TRUE
|  |  |  | pro Wohnung | [8 empty] | costs_mecvent_ex_per_apartment | #N/A | [7 empty] | €/Wohneinheit | [12 empty] | TRUE
[5 empty] | Exponent | [7 empty] | costs_mecvent_ex_per_apartment_exponent | #N/A | [20 empty] | TRUE
|  |  |  | pro m² Wohnfläche | [8 empty] | costs_mecvent_ex_per_sqm_living_area | #N/A | [7 empty] | €/m² | [12 empty] | TRUE
[5 empty] | Exponent | [7 empty] | costs_mecvent_ex_per_sqm_living_area_exponent | #N/A | [20 empty] | TRUE
|  |  |  | resultierend | [9 empty] | #N/A |  |  | 0 | 0 |  | 0 |  | € | [12 empty] | TRUE
TRUE
|  |  |  | Preisfaktor Anlagentechnik | [9 empty] | 0 | [7 empty] | pro m² Wohnfläche | [12 empty] | TRUE
|  |  |  | Investitionskosten gesamt | [9 empty] | 0 |  |  | € |  |  |  |  | 0 |  |  | €/m² | [9 empty] | TRUE
TRUE
|  | Ohnehin-Kosten | [32 empty] | TRUE
|  |  | Ohnehin-Kosten absolut | [9 empty] | costs_mecvent_costs_absolute_anyway |  |  |  | € | [17 empty] | TRUE
|  |  | Ohnehin-Kosten bezogen auf Investition | [9 empty] | costs_mecvent_f_costs_anyway | [21 empty] | TRUE
|  |  | Ohnehin-Kosten gesamt | [10 empty] | 0 |  |  | € |  |  |  |  | 0 |  |  | €/m² | [9 empty] | TRUE
TRUE
|  | Wartungskosten | [32 empty] | TRUE
|  |  | jährliche Wartungskosten bezogen auf Investition | [9 empty] | costs_mecvent_annual_costs_maintanance | [21 empty] | TRUE
|  |  | jährliche Wartungskosten | [10 empty] | 0 |  |  | €/a |  |  |  |  | 0 |  |  | €/(m²a) | [9 empty] | TRUE
TRUE
TRUE
TRUE
TRUE
| Gesamtkosten | [33 empty] | TRUE
TRUE
[9 empty] | absolut | [9 empty] | pro m² Wohnfläche | [15 empty] | TRUE
[9 empty] | Investitions- kosten |  | davon Ohnehin- kosten | "Sowieso- |  | jährliche Wartungs- kosten | "Sowieso- |  |  |  | Investitions- kosten |  |  | davon Ohnehin- kosten | "Sowieso- |  | jährliche Wartungs- kosten | "Sowieso- | [8 empty] | TRUE
|  | Kosten der Maßnahmen | [9 empty] | kosten" |  |  | kosten" | [7 empty] | kosten" |  |  | kosten" | [8 empty] | TRUE
[10 empty] | € |  |  | € |  |  | €/a |  |  |  |  | €/m² |  |  | €/m² |  |  | €/m²/a | [7 empty] | TRUE
|  |  | Dach | [5 empty] | #REF! |  | #REF! |  |  | #REF! |  |  |  |  | #REF! |  |  | #REF! |  |  | #REF! | [9 empty] | TRUE
|  |  | oberste Geschossdecke | [5 empty] | #REF! |  | #REF! |  |  | #REF! |  |  |  |  | #REF! |  |  | #REF! |  |  | #REF! | [9 empty] | TRUE
|  |  | Außenwand | [5 empty] | #REF! |  | #REF! |  |  | #REF! |  |  |  |  | #REF! |  |  | #REF! |  |  | #REF! | [9 empty] | TRUE
|  |  | Wand beheizter Keller | [5 empty] | #REF! |  | #REF! |  |  | #REF! |  |  |  |  | #REF! |  |  | #REF! |  |  | #REF! | [9 empty] | TRUE
|  |  | Fußboden | [5 empty] | #REF! |  | #REF! |  |  | #REF! |  |  |  |  | #REF! |  |  | #REF! |  |  | #REF! | [9 empty] | TRUE
|  |  | Fenster | [5 empty] | #N/A |  | #N/A |  |  | #N/A |  |  |  |  | #N/A |  |  | #N/A |  |  | #N/A | [9 empty] | TRUE
|  |  | Gas- oder Ölkessel | [5 empty] | 0 |  | 0 |  |  | 0 |  |  |  |  | 0 |  |  | 0 |  |  | 0 | [9 empty] | TRUE
|  |  | Biomasse-Kessel | [5 empty] | 0 |  | 0 |  |  | 0 |  |  |  |  | 0 |  |  | 0 |  |  | 0 | [9 empty] | TRUE
|  |  | Elektro-Wärmepumpe | [5 empty] | 0 |  | 0 |  |  | 0 |  |  |  |  | 0 |  |  | 0 |  |  | 0 | [9 empty] | TRUE
|  |  | Nah-/Fernwärme mit KWK | [5 empty] | 0 |  | 0 |  |  | 0 |  |  |  |  | 0 |  |  | 0 |  |  | 0 | [9 empty] | TRUE
|  |  | Heizungsverteilung | [5 empty] | 0 |  | 0 |  |  | 0 |  |  |  |  | 0 |  |  | 0 |  |  | 0 | [9 empty] | TRUE
|  |  | zentrale Warmwasserbereitung | [5 empty] | 0 |  | 0 |  |  | 0 |  |  |  |  | 0 |  |  | 0 |  |  | 0 | [9 empty] | TRUE
|  |  | thermische Solaranlage | [5 empty] | 0 |  | 0 |  |  | 0 |  |  |  |  | 0 |  |  | 0 |  |  | 0 | [9 empty] | TRUE
|  |  | Lüftungsanlage | [5 empty] | 0 |  | 0 |  |  | 0 |  |  |  |  | 0 |  |  | 0 |  |  | 0 | [9 empty] | TRUE
TRUE
|  |  | Gesamt | [5 empty] | #REF! |  | #REF! |  |  | #REF! |  |  |  |  | #REF! |  |  | #REF! |  |  | #REF! | [9 empty] | TRUE
TRUE
|  | resultierende energiebedingte Mehrkosten | [8 empty] | #REF! |  |  | € | [7 empty] | #REF! |  |  | €/m² | [9 empty] | TRUE
TRUE
TRUE
TRUE
TRUE
TRUE
TRUE
| Energiekosten | [33 empty] | TRUE
TRUE
[11 empty] | Energiebedarf | [23 empty] | TRUE
[11 empty] | Referenz |  |  | aktuell | [20 empty] | TRUE
|  | Brennstoffe |  |  |  | Heizung |  |  |  | q_c_h_fuels | #REF! |  |  | #REF! |  |  | kWh/(m²a) | [17 empty] | TRUE
[6 empty] | Warmwasser |  |  |  | q_c_w_fuels | #REF! |  |  | #REF! |  |  | kWh/(m²a) | [17 empty] | TRUE
|  | Fernwärme |  |  |  | Heizung |  |  |  | q_c_h_dh | #REF! |  |  | #REF! |  |  | kWh/(m²a) | [17 empty] | TRUE
[6 empty] | Warmwasser |  |  |  | q_c_w_dh | #REF! |  |  | #REF! |  |  | kWh/(m²a) | [17 empty] | TRUE
|  | Strom |  |  |  | Heizung |  |  |  | q_c_h_el | #REF! |  |  | #REF! |  |  | kWh/(m²a) | [17 empty] | TRUE
[6 empty] | Warmwasser |  |  |  | q_c_w_el | #REF! |  |  | #REF! |  |  | kWh/(m²a) | [17 empty] | TRUE
TRUE
|  | Brennstoffe | [8 empty] | #REF! |  |  | #REF! |  |  | kWh/(m²a) | [17 empty] | TRUE
|  | Fernwärme | [8 empty] | #REF! |  |  | #REF! |  |  | kWh/(m²a) | [17 empty] | TRUE
|  | Strom | [8 empty] | #REF! |  |  | #REF! |  |  | kWh/(m²a) | [17 empty] | TRUE
TRUE
|  | gesamt | [8 empty] | #REF! |  |  | #REF! |  |  | kWh/(m²a) | [17 empty] | TRUE
TRUE
|  | Faktor für Anpassung des berechneten Energiebedarfs | [32 empty] | TRUE
|  |  | keine Anpassung | [7 empty] | 1 |  |  | 1 | [20 empty] | TRUE
|  |  | an gemessenen Verbrauch | [6 empty] | relation_m_c | #REF! |  |  | #REF! | [20 empty] | TRUE
|  |  | an Erwartungswert des Verbrauchs | [6 empty] | f_adapt_expect | #REF! |  |  | #REF! | [20 empty] | TRUE
|  |  | an Messwert oder an Erwartungswert | [6 empty] | f_adapt_energy_advice | #REF! |  |  | #REF! | [20 empty] | TRUE
|  |  | manuell | [6 empty] | f_adapt_m_c_manual | [24 empty] | TRUE
TRUE
|  |  | Anpassungsfaktor | [7 empty] | #N/A |  |  | #N/A | [20 empty] | TRUE
TRUE
[22 empty] | Energiepreis | [12 empty] | TRUE
|  | Brennstoffe | [8 empty] | #N/A |  |  | #N/A |  |  | kWh/(m²a) |  |  |  | price_fuels | [13 empty] | TRUE
|  | Fernwärme | [8 empty] | #N/A |  |  | #N/A |  |  | kWh/(m²a) |  |  |  | price_dh | [13 empty] | TRUE
|  | Strom | [8 empty] | #N/A |  |  | #N/A |  |  | kWh/(m²a) |  |  |  | price_el | [13 empty] | TRUE
TRUE
|  | gesamt | [8 empty] | #N/A |  |  | #N/A |  |  | kWh/(m²a) |  |  |  |  | #N/A | [12 empty] | TRUE
TRUE
|  | jährliche Energiekosten | [5 empty] | pro m² |  |  | #N/A |  |  | #N/A |  |  | €/(m²a) | [17 empty] | TRUE
[8 empty] | absolut |  |  | #N/A |  |  | #N/A |  |  | €/a | [17 empty] | TRUE
TRUE
TRUE
| Tool I | [33 empty] | TRUE
TRUE
|  | Betrachtungszeitraum | [10 empty] | economy_calculation_period |  |  |  | a | [17 empty] | TRUE
|  | Inflation | [10 empty] | economy_inflation |  |  |  | %/a | [17 empty] | TRUE
|  | Kalkulationszins (nominal) | [10 empty] | economy_interest |  |  |  | % | [17 empty] | TRUE
TRUE
|  | Teuerung Energie (nominal) | [10 empty] | economy_energy_price_increase_rate |  |  |  | %/a | [17 empty] | TRUE
TRUE
|  | Ergebnis | [32 empty] | TRUE
TRUE
|  |  | Kosten der eingesparten kWh | [9 empty] | economy_I_costs_of_saved_energy | #REF! |  |  | Cent/kWh | [17 empty] | TRUE
|  |  | Kosten der eingesparten kWh mit Förderung | [9 empty] | economy_I_costs_of_saved_energy_with_funding | #REF! |  |  | Cent/kWh | [17 empty] | TRUE
|  |  | mittl. zukünftiger Energiepreis | [9 empty] | economy_I_average_energy_price_future | #REF! |  |  | Cent/kWh | [17 empty] | TRUE
TRUE
|  |  | annuitätischer Gewinn | [9 empty] | economy_I_average_annual_gain | #REF! |  |  | €/a | [17 empty] | TRUE
|  |  | annuitätischer Gewinn mit Förderung | [9 empty] | economy_I_average_annual_gain_with_funding | #REF! |  |  | €/a | [17 empty] | TRUE
TRUE
TRUE
TRUE
TRUE
| Tool II | [33 empty] | TRUE
TRUE
TRUE
|  | Zustand vor Sanierung | [32 empty] | TRUE
|  |  | Leerstand in unsaniertem Zustand | [9 empty] | economy_II_empty_rate_before_measures |  |  |  | % | [17 empty] | TRUE
|  |  | Nettomiete vor Sanierung | [9 empty] | economy_II_rent_before_measures |  |  |  | €/(m²Mon) | [17 empty] | TRUE
|  |  | ortsübliche Vergleichsmiete | [9 empty] | economy_II_reference_rent |  |  |  | €/(m²Mon) | [17 empty] | TRUE
|  |  | obere Bandbreite Mietspiegel | [9 empty] | economy_II_reference_rent_upper_margin |  |  |  | €/(m²Mon) | [17 empty] | TRUE
|  |  | Teuerung Mieten (nominal) | [9 empty] | economy_II_rents_price_increase_rate |  |  |  | %/a | [17 empty] | TRUE
|  |  | Teuerung Mieten (nominal) ab 10 | [9 empty] | economy_II_rents_price_increase_rate_second_period |  |  |  | %/a | [17 empty] | TRUE
TRUE
|  | Zustand nach Sanierung | [32 empty] | TRUE
|  |  | Leerstand nach Sanierung | [9 empty] | economy_II_empty_rate_after_measures |  |  |  | % | [17 empty] | TRUE
|  |  | Miete bei warmmietenneutraler Erhöhung 1. Jahr | [9 empty] | economy_II_new_rent_increased_by_heating_costs_reduction | #REF! |  |  | €/(m²Mon) | [17 empty] | TRUE
|  |  | Miete angehoben um doppelte Energiekostenersparnis | [9 empty] | economy_II_new_rent_increased_by_double_heating_costs_reduction | #REF! |  |  | €/(m²Mon) | [17 empty] | TRUE
|  |  | Miete 11% Umlage | [9 empty] | economy_II_new_rent_allocation_investive_costs | #REF! |  |  | €/(m²Mon) | [17 empty] | TRUE
|  |  | Miete 11 % Umlage abzügl. Förderung | [9 empty] | economy_II_new_rent_allocation_investive_costs_without_funding | #REF! |  |  | €/(m²Mon) | [17 empty] | TRUE
|  |  | neue Miete - manueller Wert | [9 empty] | economy_II_new_rent_manual |  |  |  | €/(m²Mon) | [17 empty] | TRUE
TRUE
|  |  | Anpassungsfaktor | [9 empty] | economy_II_new_rent_adaptation_factor | [21 empty] | TRUE
|  |  | gewählter Wert neue Miete | [10 empty] | #N/A |  |  | €/(m²Mon) | [17 empty] | TRUE
TRUE
TRUE
TRUE
|  | Steuer | [32 empty] | TRUE
|  |  | Herstellungskosten | [9 empty] | economy_II_tax_costs |  |  |  | €/m² | [17 empty] | TRUE
|  |  | Afa-Satz | [9 empty] | economy_II_depreciation_rate |  |  |  | % | [17 empty] | TRUE
|  |  | Steuersatz | [9 empty] | economy_II_tax_rate |  |  |  | % | [17 empty] | TRUE
TRUE
|  | Ergebnis | [32 empty] | TRUE
[11 empty] | Referenz |  |  | aktuell | [20 empty] | TRUE
|  |  | vor Steuer ohne Förderung | [6 empty] | economy_II_capital_value_without_funding | #REF! |  |  | #REF! |  |  | € | [17 empty] | TRUE
|  |  | vor Steuer mit Förderung | [6 empty] | economy_II_capital_value_with_funding | #REF! |  |  | #REF! |  |  | € | [17 empty] | TRUE
|  |  | Kapitalwert - Vermieter ohne Förderung | [6 empty] | economy_II_landlord_without_funding | #REF! |  |  | #REF! |  |  | € | [17 empty] | TRUE
|  |  | Kapitalwert - Vermieter mit Förderung | [6 empty] | economy_II_landlord_with_funding | #REF! |  |  | #REF! |  |  | € | [17 empty] | TRUE
|  |  | Kapitalwert Mieter pro Wohnung | [6 empty] | economy_II_tenant_per_apartment | #REF! |  |  | #REF! |  |  | € | [17 empty] | TRUE
|  |  | Kapitalwert Mieter Gesamtgebäude | [6 empty] | economy_II_tenant_whole_building | #REF! |  |  | #REF! |  |  | € | [17 empty] | TRUE
TRUE
TRUE
TRUE
TRUE
TRUE
TRUE
TRUE
Auwahlliste aktualisieren
Auwahlliste aktualisieren
Auwahlliste aktualisieren
Auwahlliste aktualisieren
Auwahlliste aktualisieren
Auwahlliste aktualisieren
Auwahlliste aktualisieren
als Vorlage speichern unter:
automatisch
manuell
nur Eingabeblatt "form economy"
alle Eingabeblätter
Liste aktualisieren
Diagramme
Alle Zeilen einblenden
aktuelle Maßnahmen und Kosten als Vorlage speichern unter:
Daten holen

## interface economy (hidden)
|  |  |  | 1 | 2 | 3 | 4 | 5 | 6 | 7 | 8
Eingaben Tool I
|  | Projekt |  | 1: KVEP-VOK-5000.S2620.001
|  | Adresse |  | 1: Bahnhofstr. 214
|  | Kennung |  | 1: Mehrfamilienhaus
year_building |  | Baujahr |  | 1: 1975
name_variant |  | Variantenbezeichnung | [-] |  | 0 | 0 | 0 | 0 | 0 | 0 | 0
A_C_living |  | ursprüngliche Wohnfläche nach II.BV | [m²] | 2499.35 | 0 | 0 | 0 | 0 | 0 | 0 | 0
Energetische Kenngrößen - Endenergie (bezogen auf Wohnfläche)
q_c_sum_fuels |  |  |  | #REF! | #N/A | 0 | 0 | 0 | 0 | 0 | 0
q_c_sum_dh |  |  |  | #REF! | #N/A | 0 | 0 | 0 | 0 | 0 | 0
q_c_sum_el |  |  |  | #REF! | #N/A | 0 | 0 | 0 | 0 | 0 | 0
price_fuels |  |  |  |  | 0 | 0 | 0 | 0 | 0 | 0 | 0
price_dh |  |  |  |  | 0 | 0 | 0 | 0 | 0 | 0 | 0
price_el |  |  |  |  | 0 | 0 | 0 | 0 | 0 | 0 | 0
|  | Referenzverbrauch unsanierter Altbau | [kWh/(m²a)] | 1: #REF!
|  | Energieverbrauch saniert | [kWh/(m²a)] | #REF! | #N/A | 0 | 0 | 0 | 0 | 0 | 0
Investitionskosten
economy_costs_total |  | Vollkosten der energiesparenden Maßnahmen | [€] | #REF! | #N/A | 0 | 0 | 0 | 0 | 0 | 0
economy_costs_total_anyway |  | davon "Sowiesokosten" | [€] | #REF! | #N/A | 0 | 0 | 0 | 0 | 0 | 0
economy_costs_total_maintanance |  | Wartungskosten pro Jahr | [€/a] | #REF! | #N/A | 0 | 0 | 0 | 0 | 0 | 0
economy_costs_total_maintanance |  | investitionsbezogene Wartungskosten pro Jahr | [%/a] | #REF! | #N/A | 0% | 0% | 0% | 0% | 0% | 0%
Annuität
economy_calculation_period |  | Betrachtungszeitraum | [a] |  | 0 | 0 | 0 | 0 | 0 | 0 | 0
economy_inflation |  | Inflation | [%/a] |  | 0 | 0 | 0 | 0 | 0 | 0 | 0
economy_interest |  | Kalkulationszins (nominal) | [%] |  | 0 | 0 | 0 | 0 | 0 | 0 | 0
Energiepreisentwicklung
economy_energy_price_increase_rate |  | Teuerung Energie (nominal) | [%/a] |  | 0 | 0 | 0 | 0 | 0 | 0 | 0
Heizung vor Sanierung
|  | Energieträger vor Sanierung | [-] | 1: #REF!
|  | CO2-Äquivalent | [g/kWhEnd]
|  | aktueller Energiepreis | [€/kWh] | 1: #REF!
Heizung nach Sanierung
|  | Energieträger nach Sanierung | [-] | 1: #REF!; 2: #N/A
|  | CO2-Äquivalent | [g/kWhEnd]
|  | aktueller Energiepreis | [€/kWh] | #REF! | #N/A | #DIV/0! | #DIV/0! | #DIV/0! | #DIV/0! | #DIV/0! | #DIV/0!
Eingaben Tool II
Rahmenbedingungen
|  | Kalkulationszins | [%]
Zustand vor Sanierung
economy_II_empty_rate_before_measures |  | Leerstand in unsaniertem Zustand | [%] |  | 0 | 0 | 0 | 0 | 0 | 0 | 0
economy_II_rent_before_measures |  | Nettomiete vor Sanierung | [€/(m²Mon)] |  | 0 | 0 | 0 | 0 | 0 | 0 | 0
economy_II_reference_rent |  | ortsübliche Vglsmiete | [€/(m²Mon)] |  | 0 | 0 | 0 | 0 | 0 | 0 | 0
economy_II_rental_mirror_upper_margin |  | obere Bandbreite Mietspiegel | [€/(m²Mon)] | #N/A | #N/A | #N/A | #N/A | #N/A | #N/A | #N/A | #N/A
economy_II_rents_price_increase_rate |  | Teuerung Mieten (nominal) | [%/a] |  | 0 | 0 | 0 | 0 | 0 | 0 | 0
economy_II_rents_price_increase_rate_second_period |  | Teuerung Mieten (nominal) ab 10 | [%/a] |  | 0 | 0 | 0 | 0 | 0 | 0 | 0
Zustand nach Sanierung
economy_II_empty_rate_after_measures |  | Leerstand nach Sanierung | [%] |  | 0 | 0 | 0 | 0 | 0 | 0 | 0
economy_II_new_rent |  | neue Miete - Rechenwert | [€/(m²Mon)] | #N/A | #N/A | 0 | 0 | 0 | 0 | 0 | 0
Steuer
economy_II_tax_costs |  | Herstellungskosten | [€/m²] |  | 0 | 0 | 0 | 0 | 0 | 0 | 0
economy_II_depreciation_rate |  | Afa-Satz | [%] |  | 0 | 0 | 0 | 0 | 0 | 0 | 0
economy_II_tax_rate |  | Steuersatz | [%] |  | 0 | 0 | 0 | 0 | 0 | 0 | 0
Zusammenfassung der Ergebnisse - Grafik
n_apartments |  | Anzahl der Wohneinheiten | [-] | 39 | 0 | 0 | 0 | 0 | 0 | 0 | 0
[5 empty] | 0 | 0 | 0 | 0 | 0 | 0 | 0
'[EProf-Economy.xls]Tool I'!$B:$K | Ergebnisse Tool I
Zusammenfassung der Ergebnisse - Grafik
economy_I_costs_of_saved_energy |  | Kosten der eingesparten kWh | [Cent/kWh] | #REF! | #REF! | #REF! | #REF! | #REF! | #REF! | #REF! | #REF!
economy_I_costs_of_saved_energy_with_funding |  | Kosten der eingesparten kWh mit Förderung | [Cent/kWh] | #REF! | #REF! | #REF! | #REF! | #REF! | #REF! | #REF! | #REF!
economy_I_average_energy_price_future |  | mittl. zukünftiger Energiepreis | [Cent/kWh] | #REF! | #REF! | #REF! | #REF! | #REF! | #REF! | #REF! | #REF!
economy_I_average_annual_gain |  | annuitätischer Gewinn | [€/a] | #REF! | #REF! | #REF! | #REF! | #REF! | #REF! | #REF! | #REF!
economy_I_average_annual_gain_with_funding |  | annuitätischer Gewinn mit Förderung | [€/a] | #REF! | #REF! | #REF! | #REF! | #REF! | #REF! | #REF! | #REF!
|  | Gesamteinsparung kg CO2 | [kg/a] | #REF! | #REF! | #REF! | #REF! | #REF! | #REF! | #REF! | #REF!
|  | mit Förderung |  | #REF! | #REF! | #REF! | #REF! | #REF! | #REF! | #REF! | #REF!
'[EProf-Economy.xls]Tool II'!$B:$K | Ergebnisse Tool II
Zusammenfassung der Ergebnisse - Grafik
|  | Erhöhung warmmietenneutral | [€/(m²Mon)] | #REF! | #REF! | #REF! | #REF! | #REF! | #REF! | #REF! | #REF!
economy_II_new_rent_increased_by_heating_costs_reduction |  | warmmietenneutrale Erhöhung 1. Jahr | [€/(m²Mon)] | #REF! | #REF! | #REF! | #REF! | #REF! | #REF! | #REF! | #REF!
|  | warmmietenneutrale Erhöhung 5. Jahr | [€/(m²Mon)] | #REF! | #REF! | #REF! | #REF! | #REF! | #REF! | #REF! | #REF!
economy_II_new_rent_increased_by_double_heating_costs_reduction |  | Miete doppelte E-kostenersparnis | [€/(m²Mon)] | #REF! | #REF! | #REF! | #REF! | #REF! | #REF! | #REF! | #REF!
|  | Erhöhung 11 % | [€/(m²Mon)] | #REF! | #REF! | #REF! | #REF! | #REF! | #REF! | #REF! | #REF!
economy_II_new_rent_allocation_investive_costs |  | Miete 11% Umlage | [€/(m²Mon)] | #REF! | #REF! | #REF! | #REF! | #REF! | #REF! | #REF! | #REF!
economy_II_new_rent_allocation_investive_costs_without_funding |  | Miete 11 % Umlage abzügl. Förderung | [€/(m²Mon)] | #REF! | #REF! | #REF! | #REF! | #REF! | #REF! | #REF! | #REF!
|  | Miete 20% über oberer Bandbreite (Wesentlichkeitsgrenze) | [€/(m²Mon)] | #REF! | #REF! | #REF! | #REF! | #REF! | #REF! | #REF! | #REF!
|  | Miete Wuchergrenze | [€/(m²Mon)] | #REF! | #REF! | #REF! | #REF! | #REF! | #REF! | #REF! | #REF!
|  | neue Miete nach § 559 BGB | [€/(m²Mon)] | #REF! | #REF! | #REF! | #REF! | #REF! | #REF! | #REF! | #REF!
economy_II_new_rent
economy_II_capital_value_without_funding |  | vor Steuer ohne Förderung | [€] | #REF! | #REF! | #REF! | #REF! | #REF! | #REF! | #REF! | #REF!
economy_II_capital_value_with_funding |  | vor Steuer mit Förderung | [€] | #REF! | #REF! | #REF! | #REF! | #REF! | #REF! | #REF! | #REF!
economy_II_landlord_without_funding |  | Kapitalwert - Vermieter ohne Förderung | [€] | #REF! | #REF! | #REF! | #REF! | #REF! | #REF! | #REF! | #REF!
economy_II_landlord_with_funding |  | Kapitalwert - Vermieter mit Förderung | [€] | #REF! | #REF! | #REF! | #REF! | #REF! | #REF! | #REF! | #REF!
economy_II_tenant_per_apartment |  | Kapitalwert Mieter pro Wohnung | [€] | #REF! | #REF! | #REF! | #REF! | #REF! | #REF! | #REF! | #REF!
economy_II_tenant_whole_building |  | Kapitalwert Mieter Gesamtgebäude | [€] | #REF! | #REF! | #REF! | #REF! | #REF! | #REF! | #REF! | #REF!

## charts (hidden)
[5 empty] | show | type | losses | gains |  | show | type | losses | gains
| q_T_roof | #REF! |  | 1 | 1 | transmission roof | #REF! |  | 22 | 1 | [5 empty] | q_P | #REF!
| q_T_topceiling | #REF! |  | 2 | 1 | transmission top storey ceiling | #REF! |  | 21 | 1
| q_T_wall | #REF! |  | 3 | 1 | transmission walls | #REF! |  | 20 | 1
| q_T_floor | #REF! |  | 4 | 1 | transmission floor | #REF! |  | 19 | 1
| q_T_wall_cellar | #REF! |  | 5 | 1 | transm. walls to cellar or soil | #REF! |  | 18 | 1
| q_T_window | #REF! |  | 6 | 1 | transmission windows | #REF! |  | 17 | 1 | 0 | #REF! | #REF!
| q_T_other1 | #REF! |  | 7 | 1 | transm. roller blind cases | #REF! |  | 16 | 1
| q_T_other2 | #REF! |  | 8 | 1 | transm. radiator recess | #REF! |  | 15 | 1 | 0 | #REF! | #REF!
| q_T_thermal_bridges | #REF! |  | 9 | 1 | transmission heat bridges | #REF! |  | 14 | 1 | heat demand space heating | #REF! | #REF!
| q_T_supplement | #REF! |  | 10 | 1 | transmission supplements | #REF! |  | 13 | 1 | utilisable internal gains | #REF! | #REF!
| q_V | #REF! |  | 11 | 1 | ventilation losses | #REF! |  | 12 | 1 | utilisable solar gains | 0 | #REF!
| q_S | #REF! |  | 12 | 1 | utilisable solar gains |  | #REF! | 11 | 1 | ventilation losses | #REF! | 0
| q_I | #REF! |  | 13 | 1 | utilisable internal gains |  | #REF! | 10 | 1 | transmission supplements | #REF! | 0
| eta_G | #REF! |  | 14 | 1 | heat demand space heating |  | #REF! | 9 | 1 | transmission heat bridges | #REF! | 0
| q_h_gross | #REF! |  | 15 | 1 |  |  |  | 8 | 1 | transm. radiator recess | #REF! | 0
| q_P | #REF! |  | 16 | 1 |  |  |  | 7 | 1 | transm. roller blind cases | #REF! | 0
|  |  |  | 17 | 1 |  |  |  | 6 | 1 | transmission windows | #REF! | 0
|  |  |  | 18 | 1 |  |  |  | 5 | 1 | transm. walls to cellar or soil | #REF! | 0
|  |  |  | 19 | 1 |  |  |  | 4 | 1 | transmission floor | #REF! | 0
|  |  |  | 20 | 1 |  |  |  | 3 | 1 | transmission walls | #REF! | 0
|  |  |  | 21 | 1 |  |  |  | 2 | 1 | transmission top storey ceiling | #REF! | 0
|  |  |  | 22 | 1 |  |  |  | 1 | 1 | transmission roof | #REF! | 0
[7 empty] | #REF! | #REF!
[5 empty] | show | energyware | space heating | hot water |  | show | energyware | space heating | hot water
1 | q_del_h_gas | #REF! |  | 1 | 1 | gas | #REF! | #REF! | 22 | 0
2 | q_del_w_gas | #REF! |  | 2 | 1 | oil | #REF! | #REF! | 21 | 0
3 | q_del_h_oil | #REF! |  | 3 | 1 | liquid_gas | #REF! | #REF! | 20 | 0
4 | q_del_w_oil | #REF! |  | 4 | 1 | coal | #REF! | #REF! | 19 | 0
5 | q_del_h_liquid_gas | #REF! |  | 5 | 1 | bio_fw | #REF! | #REF! | 18 | 0
6 | q_del_w_liquid_gas | #REF! |  | 6 | 1 | bio_wp | #REF! | #REF! | 17 | 1 | #REF! | #REF! | #REF!
7 | q_del_h_coal | #REF! |  | 7 | 1 | bio_wc | #REF! | #REF! | 16 | 0
8 | q_del_w_coal | #REF! |  | 8 | 1 | el | #REF! | #REF! | 15 | 1 | #REF! | #REF! | #REF!
9 | q_del_h_bio_fw | #REF! |  | 9 | 1 | el_op | #REF! | #REF! | 14 | 1 | #REF! | #REF! | #REF!
10 | q_del_w_bio_fw | #REF! |  | 10 | 1 | el_aux | #REF! | #REF! | 13 | 1 | #REF! | #REF! | #REF!
11 | q_del_h_bio_wp | #REF! |  | 11 | 1 | dh | #REF! | #REF! | 12 | 1 | sun | #REF! | #REF!
12 | q_del_w_bio_wp | #REF! |  | 12 | 1 | sun | #REF! | #REF! | 11 | 1 | dh | #REF! | #REF!
13 | q_del_h_bio_wc | #REF! |  | 13 | 1 | #REF! | #REF! | #REF! | 10 | 1 | el_aux | #REF! | #REF!
14 | q_del_w_bio_wc | #REF! |  | 14 | 1 | #REF! | #REF! | #REF! | 9 | 1 | el_op | #REF! | #REF!
15 | q_del_h_el | #REF! |  | 15 | 1 | #REF! | #REF! | #REF! | 8 | 1 | el | #REF! | #REF!
16 | q_del_w_el | #REF! |  | 16 |  | #REF! | #REF! | #REF! | 7 | 1 | bio_wc | #REF! | #REF!
17 | q_del_h_el_op | #REF! |  | 17 | 1 | #REF! | #REF! | #REF! | 6 | 1 | bio_wp | #REF! | #REF!
18 | q_del_w_el_op | #REF! |  | 18 |  | #REF! | #REF! | #REF! | 5 | 1 | bio_fw | #REF! | #REF!
19 | q_del_h_el_aux | #REF! |  | 19 |  | #REF! | #REF! | #REF! | 4 | 1 | coal | #REF! | #REF!
20 | q_del_w_el_aux | #REF! |  | 20 |  | #REF! | #REF! | #REF! | 3 | 1 | liquid_gas | #REF! | #REF!
21 | q_del_h_dh | #REF! |  | 21 |  | #REF! | #REF! | #REF! | 2 | 1 | oil | #REF! | #REF!
22 | q_del_w_dh | #REF! |  | 22 |  | #REF! | #REF! | #REF! | 1 | 1 | gas | #REF! | #REF!
23 | q_del_h_sun | #REF!
24 | q_del_w_sun | #REF!
25 | name_ews1 | #REF!
26 | q_del_h_ews1 | #REF!
27 | q_del_w_ews1 | #REF!
28 | name_ews2 | #REF!
29 | q_del_h_ews2 | #REF!
30 | q_del_w_ews2 | #REF!
31 | name_ews3 | #REF!
32 | q_del_h_ews3 | #REF!
33 | q_del_w_ews3 | #REF!
34 | name_ews4 | #REF!
35 | q_del_h_ews4 | #REF!
36 | q_del_w_ews4 | #REF!
37 | name_ews5 | #REF!
38 | q_del_h_ews5 | #REF!
39 | q_del_w_ews5 | #REF!
40 | name_ews6 | #REF!
41 | q_del_h_ews6 | #REF!
42 | q_del_w_ews6 | #REF!
43 | name_ews7 | #REF!
44 | q_del_h_ews7 | #REF!
45 | q_del_w_ews7 | #REF!
46 | name_ews8 | #REF!
47 | q_del_h_ews8 | #REF!
48 | q_del_w_ews8 | #REF!
49 | name_ews9 | #REF!
50 | q_del_h_ews9 | #REF!
51 | q_del_w_ews9 | #REF!
52 | name_ews10 | #REF!
53 | q_del_h_ews10 | #REF!
54 | q_del_w_ews10 | #REF!
| name_variant | q_h_gross |  |  |  | show | type |  |  |  |  | show | type | 0 | 0
1 |  | #REF! | #N/A |  | 1 | 1 | Variante 1: |  |  |  | 22 | 0
2 | 0 | #N/A | #N/A |  | 2 | 1 | Variante 2 |  |  |  | 21 | 0
3 | 0 | 0 | #N/A |  | 3 | 1 | Variante 3 | 0 |  |  | 20 | 0
4 | 0 | 0 | #N/A |  | 4 | 1 | Variante 4 | 0 |  |  | 19 | 0
5 | 0 | 0 | #N/A |  | 5 | 1 | Variante 5 | 0 |  |  | 18 | 0
6 | 0 | 0 | #N/A |  | 6 | 1 | Variante 6 | 0 |  |  | 17 | 0
7 | 0 | 0 | #N/A |  | 7 | 1 | Variante 7 | 0 |  |  | 16 | 0
8 | 0 | 0 | #N/A |  | 8 | 1 | Variante 8 | 0 |  |  | 15 | 0
9 | 0 | 0 | #N/A |  | 9 |  | Variante 9 | 0 |  |  | 14 | 0
10 | 0 | 0 | #N/A |  | 10 |  | Variante 10 | 0 |  |  | 13 | 0
[5 empty] | 11 | [5 empty] | 12 | 0
[5 empty] | 12 | [5 empty] | 11 | 0
[5 empty] | 13 | [5 empty] | 10 | 0
[5 empty] | 14 | [5 empty] | 9 | 0
[5 empty] | 15 | [5 empty] | 8 | 1 | Variante 8 | 0 |  | 0
[5 empty] | 16 | [5 empty] | 7 | 1 | Variante 7 | 0 |  | 0
[5 empty] | 17 | [5 empty] | 6 | 1 | Variante 6 | 0 |  | 0
[5 empty] | 18 | [5 empty] | 5 | 1 | Variante 5 | 0 |  | 0
[5 empty] | 19 | [5 empty] | 4 | 1 | Variante 4 | 0 |  | 0
[5 empty] | 20 | [5 empty] | 3 | 1 | Variante 3 | 0 |  | 0
[5 empty] | 21 | [5 empty] | 2 | 1 | Variante 2 |  |  | 0
[5 empty] | 22 | [5 empty] | 1 | 1 | Variante 1: |  |  | 0
| name_variant | q_P |  |  |  | show | type |  |  |  |  | show | type | 0 | 0
1 |  | #REF! | #N/A |  | 1 | 1 | Variante 1: |  |  |  | 22 | 0
2 | 0 | #VALUE! | #N/A |  | 2 | 1 | Variante 2 |  |  |  | 21 | 0
3 | 0 | 0 | #N/A |  | 3 | 1 | Variante 3 | 0 |  |  | 20 | 0
4 | 0 | 0 | #N/A |  | 4 | 1 | Variante 4 | 0 |  |  | 19 | 0
5 | 0 | 0 | #N/A |  | 5 | 1 | Variante 5 | 0 |  |  | 18 | 0
6 | 0 | 0 | #N/A |  | 6 | 1 | Variante 6 | 0 |  |  | 17 | 0
7 | 0 | 0 | #N/A |  | 7 | 1 | Variante 7 | 0 |  |  | 16 | 0
8 | 0 | 0 | #N/A |  | 8 | 1 | Variante 8 | 0 |  |  | 15 | 0
9 | 0 | 0 | #N/A |  | 9 |  | Variante 9 | 0 |  |  | 14 | 0
10 | 0 | 0 | #N/A |  | 10 |  | Variante 10 | 0 |  |  | 13 | 0
[5 empty] | 11 | [5 empty] | 12 | 0
[5 empty] | 12 | [5 empty] | 11 | 0
[5 empty] | 13 | [5 empty] | 10 | 0
[5 empty] | 14 | [5 empty] | 9 | 0
[5 empty] | 15 | [5 empty] | 8 | 1 | Variante 8 | 0 |  | 0
[5 empty] | 16 | [5 empty] | 7 | 1 | Variante 7 | 0 |  | 0
[5 empty] | 17 | [5 empty] | 6 | 1 | Variante 6 | 0 |  | 0
[5 empty] | 18 | [5 empty] | 5 | 1 | Variante 5 | 0 |  | 0
[5 empty] | 19 | [5 empty] | 4 | 1 | Variante 4 | 0 |  | 0
[5 empty] | 20 | [5 empty] | 3 | 1 | Variante 3 | 0 |  | 0
[5 empty] | 21 | [5 empty] | 2 | 1 | Variante 2 |  |  | 0
[5 empty] | 22 | [5 empty] | 1 | 1 | Variante 1: |  |  | 0
| name_variant | economy_I_costs_of_saved_energy | economy_I_costs_of_saved_energy_with_funding | economy_I_average_energy_price_future |  | show | type | ohne Förderung | mit Förderung | zukünftiger mittlerer Energiepreis |  | show | type | ohne Förderung | mit Förderung | zukünftiger mittlerer Energiepreis
1 |  |  |  | #REF! | 1 | 1 | Zum Vergleich: zuk. mittl. Energiepreis | 0 | 0 | #REF! | 22 | 0
1 |  | #REF! | #REF! |  | 2 | 1 | Variante 1: | #REF! | #REF! | 0 | 21 | 0
2 | 0 | #N/A | #N/A |  | 3 | 1 | Variante 2 | #N/A | #N/A | 0 | 20 | 0
3 | 0 | 0 | 0 |  | 4 | 1 | Variante 3 | 0 | 0 | 0 | 19 | 0
4 | 0 | 0 | 0 |  | 5 | 1 | Variante 4 | 0 | 0 | 0 | 18 | 0
5 | 0 | 0 | 0 |  | 6 | 1 | Variante 5 | 0 | 0 | 0 | 17 | 0
6 | 0 | 0 | 0 |  | 7 | 1 | Variante 6 | 0 | 0 | 0 | 16 | 0
7 | 0 | 0 | 0 |  | 8 | 1 | Variante 7 | 0 | 0 | 0 | 15 | 0
8 | 0 | 0 | 0 |  | 9 | 1 | Variante 8 | 0 | 0 | 0 | 14 | 0
9 | 0 | 0 | 0 |  | 10 |  | Variante 9 | 0 | 0 | 0 | 13 | 0
10 | 0 | 0 | 0 |  | 11 |  | Variante 10 | 0 | 0 | 0 | 12 | 0
[5 empty] | 12 | [5 empty] | 11 | 0
[5 empty] | 13 | [5 empty] | 10 | 0
[5 empty] | 14 | [5 empty] | 9 | 1 | Variante 8 | 0 | 0 | 0
[5 empty] | 15 | [5 empty] | 8 | 1 | Variante 7 | 0 | 0 | 0
[5 empty] | 16 | [5 empty] | 7 | 1 | Variante 6 | 0 | 0 | 0
[5 empty] | 17 | [5 empty] | 6 | 1 | Variante 5 | 0 | 0 | 0
[5 empty] | 18 | [5 empty] | 5 | 1 | Variante 4 | 0 | 0 | 0
[5 empty] | 19 | [5 empty] | 4 | 1 | Variante 3 | 0 | 0 | 0
[5 empty] | 20 | [5 empty] | 3 | 1 | Variante 2 | #N/A | #N/A | 0
[5 empty] | 21 | [5 empty] | 2 | 1 | Variante 1: | #REF! | #REF! | 0
[5 empty] | 22 | [5 empty] | 1 | 1 | Zum Vergleich: zuk. mittl. Energiepreis | 0 | 0 | #REF!
| name_variant | economy_II_capital_value_without_funding | economy_II_capital_value_with_funding |  |  | show | type | ohne Förderung | mit Förderung |  |  | show | type | ohne Förderung | mit Förderung
1 |  | #REF! | #REF! |  | 1 | 1 | Variante 1: |  |  |  | 22 | 0
2 | 0 | #N/A | #N/A |  | 2 | 1 | Variante 2 |  |  |  | 21 | 0
3 | 0 | 0 | 0 |  | 3 | 1 | Variante 3 | 0 | 0 |  | 20 | 0
4 | 0 | 0 | 0 |  | 4 | 1 | Variante 4 | 0 | 0 |  | 19 | 0
5 | 0 | 0 | 0 |  | 5 | 1 | Variante 5 | 0 | 0 |  | 18 | 0
6 | 0 | 0 | 0 |  | 6 | 1 | Variante 6 | 0 | 0 |  | 17 | 0
7 | 0 | 0 | 0 |  | 7 | 1 | Variante 7 | 0 | 0 |  | 16 | 0
8 | 0 | 0 | 0 |  | 8 | 1 | Variante 8 | 0 | 0 |  | 15 | 0
9 | 0 | 0 | 0 |  | 9 |  | Variante 9 | 0 | 0 |  | 14 | 0
10 | 0 | 0 | 0 |  | 10 |  | Variante 10 | 0 | 0 |  | 13 | 0
[5 empty] | 11 | [5 empty] | 12 | 0
[5 empty] | 12 | [5 empty] | 11 | 0
[5 empty] | 13 | [5 empty] | 10 | 0
[5 empty] | 14 | [5 empty] | 9 | 0
[5 empty] | 15 | [5 empty] | 8 | 1 | Variante 8 | 0 | 0
[5 empty] | 16 | [5 empty] | 7 | 1 | Variante 7 | 0 | 0
[5 empty] | 17 | [5 empty] | 6 | 1 | Variante 6 | 0 | 0
[5 empty] | 18 | [5 empty] | 5 | 1 | Variante 5 | 0 | 0
[5 empty] | 19 | [5 empty] | 4 | 1 | Variante 4 | 0 | 0
[5 empty] | 20 | [5 empty] | 3 | 1 | Variante 3 | 0 | 0
[5 empty] | 21 | [5 empty] | 2 | 1 | Variante 2
[5 empty] | 22 | [5 empty] | 1 | 1 | Variante 1:

## variants
| value_form | value_form_predef | value_var | value_var_predef |  | var01 | var02 | var03 | var04 | var05 | var06 | var07 | var08 | var09 | var10
| form |  | var columns |  |  | 8 | 9 | 10 | 11 | 12 | 13 | 14 | 15 | 16 | 17 | 18 | 19 |  |  | 28 | 29 |  | 31
[6 empty] | 1 | 2 | 3 | 4 | 5 | 6 | 7 | 8 | 9 | 10
Vorlagen Datenimport
[22 empty] | Variante als Vorlage | Import
[22 empty] | i_var_template | i_import_measures | i_import_methods
| i_var | 1 | i_var_source | 1 | [17 empty] | 1 | 27 | 4
| i_var_col | 8 | column | 8
| name | var01 | name | var01
| ID_var | KVEP-VOK-5000.S2620.001 - var01
[5 empty] | data_variants | [15 empty] | i_template
[5 empty] | data_basis | var01 8 1: matrix_variants |  |  | matrix_variants_type | data_import |  | 1 | 1 | 2 |  |  |  |  | data_import_interface
ID_var | KVEP-VOK-5000.S2620.001 - var01 | KVEP-VOK-5000.S2620.001 - var01 | KVEP-VOK-5000.S2620.001 - var01 | KVEP-VOK-5000.S2620.001 - var01 | ID_var | KVEP-VOK-5000.S2620.001 - var01 | KVEP-VOK-5000.S2620.001 - var02 | KVEP-VOK-5000.S2620.001 - var03 | KVEP-VOK-5000.S2620.001 - var04 | KVEP-VOK-5000.S2620.001 - var05 | KVEP-VOK-5000.S2620.001 - var06 | KVEP-VOK-5000.S2620.001 - var07 | KVEP-VOK-5000.S2620.001 - var08 | KVEP-VOK-5000.S2620.001 - var09 | KVEP-VOK-5000.S2620.001 - var10 |  |  | dynamic | ID_var | # | # | # | [5 empty] | (dient auch dem Export)
ID | KVEP-VOK-5000.S2620.001 | KVEP-VOK-5000.S2620.001 | KVEP-VOK-5000.S2620.001 | KVEP-VOK-5000.S2620.001 | ID | KVEP-VOK-5000.S2620.001 | KVEP-VOK-5000.S2620.001 | KVEP-VOK-5000.S2620.001 | KVEP-VOK-5000.S2620.001 | KVEP-VOK-5000.S2620.001 | KVEP-VOK-5000.S2620.001 | KVEP-VOK-5000.S2620.001 | KVEP-VOK-5000.S2620.001 | KVEP-VOK-5000.S2620.001 | KVEP-VOK-5000.S2620.001 |  |  | dynamic | ID | # | # | # | EN_GROS.LEG |  |  |  |  | ID | EN_GROS.LEG
name_variant |  |  |  |  | name_variant | [12 empty] | dynamic | name_variant | # | # | # | EN GROS-Formular / KVEP / Wohnfläche |  |  |  |  | name_variant | EN GROS-Formular / KVEP / Wohnfläche
date | 2026-07-29 02:20 | 2026-07-29 02:20 | 46232.0972 | 2026-07-29 02:20 | date | var01 8 1: 2026-07-29 02:20; var02 9 2: 2019-05-16 11:46 |  |  | dynamic | date | 46232.0972 | 46232.0972 | 46232.0972 | # |  |  |  |  | date
n_storeys | 8 | 8 | 8 | 8 | n_storeys | var01 8 1: 8 |  |  | dynamic | n_storeys | 8 | 8 | 8 | # |  |  |  |  | n_storeys
n_apartments | 39 | 39 | 39 | 39 | n_apartments | var01 8 1: 39 |  |  | dynamic | n_apartments | 39 | 39 | 39 | # |  |  |  |  | n_apartments
A_C_living | 2499.35 | 2499.35 | 2499.35 | 2499.35 | A_C_living | var01 8 1: 2499.35 |  |  | dynamic | A_C_living | 2499.35 | 2499.35 | 2499.35 | # |  |  |  |  | A_C_living
OB_type_intake_year_building | 1 | num | 1 | num | OB_type_intake_year_building | var01 8 1: num; var02 9 2: #N/A |  |  | dynamic | OB_type_intake_year_building | 1 | num | num | cat.de |  |  |  |  | OB_type_intake_year_building | cat.de
OB_year_building | #N/A | #N/A | #N/A | #N/A | OB_year_building | var01 8 1: #N/A; var02 9 2: #N/A |  |  | dynamic | OB_year_building | #N/A | #N/A | #N/A | # |  |  |  |  | OB_year_building
year_building | 1975 | 1975 | 1975 | 1975 | year_building | var01 8 1: 1975 |  |  | dynamic | year_building | 1975 | 1975 | 1975 | # |  |  |  |  | year_building
OB_type_intake_envelope | 2 | estim.sep | 2 | estim.sep | OB_type_intake_envelope | var01 8 1: estim.sep; var02 9 2: #N/A |  |  | dynamic | OB_type_intake_envelope | 2 | estim.sep | estim.sep | estim.sep |  |  |  |  | OB_type_intake_envelope | estim.sep
OB_envelope_simplifications | 3 | estim.sep | 3 | estim.sep | OB_envelope_simplifications | var01 8 1: estim.sep; var02 9 2: #N/A |  |  | dynamic | OB_envelope_simplifications | 3 | estim.sep | estim.sep | estim.sep |  |  |  |  | OB_envelope_simplifications | estim.sep
OB_h_room | 2 | normal | 2 | normal | OB_h_room | var01 8 1: normal; var02 9 2: #N/A |  |  | dynamic | OB_h_room | 2 | normal | normal | # |  |  |  |  | OB_h_room
h_room |  |  |  |  | h_room | [12 empty] | dynamic | h_room |  |  |  | # |  |  |  |  | h_room
OB_attached_neighbours | 1 | n0 | 1 | n0 | OB_attached_neighbours | var01 8 1: n0; var02 9 2: #N/A |  |  | dynamic | OB_attached_neighbours | 1 | n0 | n0 | # |  |  |  |  | OB_attached_neighbours
OB_floorshape | 1 | compact | 1 | compact | OB_floorshape | var01 8 1: compact; var02 9 2: #N/A |  |  | dynamic | OB_floorshape | 1 | compact | compact | # |  |  |  |  | OB_floorshape
OB_attic_cond | 1 | - | 1 | - | OB_attic_cond | var01 8 1: -; var02 9 2: #N/A |  |  | dynamic | OB_attic_cond | 1 | - | - | # |  |  |  |  | OB_attic_cond
CB_dormer |  |  |  |  | CB_dormer | [12 empty] | dynamic | CB_dormer |  |  |  | # |  |  |  |  | CB_dormer
n_dormers |  |  |  |  | n_dormers | [12 empty] | dynamic | n_dormers |  |  |  | # |  |  |  |  | n_dormers
length_dormer |  |  |  |  | length_dormer | [12 empty] | dynamic | length_dormer |  |  |  | # |  |  |  |  | length_dormer
OB_cellar_cond | 2 | n | 2 | n | OB_cellar_cond | var01 8 1: n; var02 9 2: #N/A |  |  | dynamic | OB_cellar_cond | 2 | n | n | # |  |  |  |  | OB_cellar_cond
V_e |  |  |  |  | V_e | [12 empty] | dynamic | V_e |  |  |  | # |  |  |  |  | V_e
h_storey |  |  |  |  | h_storey | [12 empty] | dynamic | h_storey |  |  |  | # |  |  |  |  | h_storey
A_roof |  |  |  |  | A_roof | [12 empty] | dynamic | A_roof |  |  |  | # |  |  |  |  | A_roof
A_topceiling |  |  |  |  | A_topceiling | [12 empty] | dynamic | A_topceiling |  |  |  | # |  |  |  |  | A_topceiling
A_wall |  |  |  |  | A_wall | [12 empty] | dynamic | A_wall |  |  |  | # |  |  |  |  | A_wall
A_floor |  |  |  |  | A_floor | [12 empty] | dynamic | A_floor |  |  |  | # |  |  |  |  | A_floor
A_wall_soil |  |  |  |  | A_wall_soil | [12 empty] | dynamic | A_wall_soil |  |  |  | # |  |  |  |  | A_wall_soil
A_win |  |  |  |  | A_win | [12 empty] | dynamic | A_win |  |  |  | # |  |  |  |  | A_win
A_roller_blind_case |  |  |  |  | A_roller_blind_case | [12 empty] | dynamic | A_roller_blind_case |  |  |  | # |  |  |  |  | A_roller_blind_case
A_radiator_recess |  |  |  |  | A_radiator_recess | [12 empty] | dynamic | A_radiator_recess |  |  |  | # |  |  |  |  | A_radiator_recess
A_win_S |  |  |  |  | A_win_S | [12 empty] | dynamic | A_win_S |  |  |  | # |  |  |  |  | A_win_S
A_win_E_W |  |  |  |  | A_win_E_W | [12 empty] | dynamic | A_win_E_W |  |  |  | # |  |  |  |  | A_win_E_W
A_win_N |  |  |  |  | A_win_N | [12 empty] | dynamic | A_win_N |  |  |  | # |  |  |  |  | A_win_N
A_win_SW_SE |  |  |  |  | A_win_SW_SE | [12 empty] | dynamic | A_win_SW_SE |  |  |  | # |  |  |  |  | A_win_SW_SE
A_win_NW_NE |  |  |  |  | A_win_NW_NE | [12 empty] | dynamic | A_win_NW_NE |  |  |  | # |  |  |  |  | A_win_NW_NE
A_win_H |  |  |  |  | A_win_H | [12 empty] | dynamic | A_win_H |  |  |  | # |  |  |  |  | A_win_H
OB_type_intake_U_value | 2 | cat.de.EnEV | 2 | cat.de.EnEV | OB_type_intake_U_value | var01 8 1: cat.de.EnEV; var02 9 2: #N/A |  |  | dynamic | OB_type_intake_U_value | 2 | cat.de.EnEV | cat.de.EnEV | cat.de.sep |  |  |  |  | OB_type_intake_U_value | cat.de.sep
CB_roof_massive | 1 | 1 | 1 | 1 | CB_roof_massive | [12 empty] | dynamic | CB_roof_massive | 1 | 1 | 1 | # |  |  |  |  | CB_roof_massive | bar: var01 8 1
CB_topceiling_massive | 1 | 1 | 1 | 1 | CB_topceiling_massive | [12 empty] | dynamic | CB_topceiling_massive | 1 | 1 | 1 | # |  |  |  |  | CB_topceiling_massive | bar: var01 8 1
CB_wall_massive | 1 | 1 | 1 | 1 | CB_wall_massive | [12 empty] | dynamic | CB_wall_massive | 1 | 1 | 1 | # |  |  |  |  | CB_wall_massive | bar: var01 8 1
CB_floor_massive | 1 | 1 | 1 | 1 | CB_floor_massive | [12 empty] | dynamic | CB_floor_massive | 1 | 1 | 1 | # |  |  |  |  | CB_floor_massive | bar: var01 8 1
CB_roof_wood | 0 | 0 | 0 | 0 | CB_roof_wood | var01 8 1: 0 |  |  | dynamic | CB_roof_wood | 0 | 0 | 0 | # |  |  |  |  | CB_roof_wood
CB_topceiling_wood |  |  |  |  | CB_topceiling_wood | [12 empty] | dynamic | CB_topceiling_wood |  |  |  | # |  |  |  |  | CB_topceiling_wood
CB_wall_wood |  |  |  |  | CB_wall_wood | [12 empty] | dynamic | CB_wall_wood |  |  |  | # |  |  |  |  | CB_wall_wood
CB_floor_wood |  |  |  |  | CB_floor_wood | [12 empty] | dynamic | CB_floor_wood |  |  |  | # |  |  |  |  | CB_floor_wood
OB_type_intake_d_insulation | 1 | num | 1 | num | OB_type_intake_d_insulation | var01 8 1: num; var02 9 2: #N/A |  |  | dynamic | OB_type_intake_d_insulation | 1 | num | num | cat.de.sep |  |  |  |  | OB_type_intake_d_insulation | cat.de.sep
OB_d_insulation_roof | #N/A | #N/A | #N/A | #N/A | OB_d_insulation_roof | var01 8 1: #N/A; var02 9 2: #N/A |  |  | dynamic | OB_d_insulation_roof | #N/A | #N/A | #N/A | # |  |  |  |  | OB_d_insulation_roof
OB_d_insulation_topceiling | #N/A | #N/A | #N/A | #N/A | OB_d_insulation_topceiling | var01 8 1: #N/A; var02 9 2: #N/A |  |  | dynamic | OB_d_insulation_topceiling | #N/A | #N/A | #N/A | # |  |  |  |  | OB_d_insulation_topceiling
OB_d_insulation_wall | #N/A | #N/A | #N/A | #N/A | OB_d_insulation_wall | var01 8 1: #N/A; var02 9 2: #N/A |  |  | dynamic | OB_d_insulation_wall | #N/A | #N/A | #N/A | # |  |  |  |  | OB_d_insulation_wall
OB_d_insulation_floor | #N/A | #N/A | #N/A | #N/A | OB_d_insulation_floor | var01 8 1: #N/A; var02 9 2: #N/A |  |  | dynamic | OB_d_insulation_floor | #N/A | #N/A | #N/A | # |  |  |  |  | OB_d_insulation_floor
d_insulation_roof |  |  |  |  | d_insulation_roof | [12 empty] | dynamic | d_insulation_roof |  |  |  | # |  |  |  |  | d_insulation_roof
d_insulation_topceiling |  |  |  |  | d_insulation_topceiling | [12 empty] | dynamic | d_insulation_topceiling |  |  |  | # |  |  |  |  | d_insulation_topceiling
d_insulation_wall | 8 | 8 | 8 | 8 | d_insulation_wall | var01 8 1: 8 |  |  | dynamic | d_insulation_wall | 8 | 8 | 8 | # |  |  |  |  | d_insulation_wall
d_insulation_floor |  |  |  |  | d_insulation_floor | [12 empty] | dynamic | d_insulation_floor |  |  |  | # |  |  |  |  | d_insulation_floor
OB_type_intake_lambda | 1 | num | 1 | num | OB_type_intake_lambda | var01 8 1: num; var02 9 2: #N/A |  |  | dynamic | OB_type_intake_lambda | 1 | num | num | standard |  |  |  |  | OB_type_intake_lambda | standard
lambda_insulation_roof | 0.04 | 0.04 | 0.04 | 0.04 | lambda_insulation_roof | var01 8 1: 0.04 |  |  | dynamic | lambda_insulation_roof | 0.04 | 0.04 | 0.04 | # |  |  |  |  | lambda_insulation_roof
lambda_insulation_topceiling | 0.04 | 0.04 | 0.04 | 0.04 | lambda_insulation_topceiling | var01 8 1: 0.04 |  |  | dynamic | lambda_insulation_topceiling | 0.04 | 0.04 | 0.04 | # |  |  |  |  | lambda_insulation_topceiling
lambda_insulation_wall | 0.04 | 0.04 | 0.04 | 0.04 | lambda_insulation_wall | var01 8 1: 0.04 |  |  | dynamic | lambda_insulation_wall | 0.04 | 0.04 | 0.04 | # |  |  |  |  | lambda_insulation_wall
lambda_insulation_floor | 0.04 | 0.04 | 0.04 | 0.04 | lambda_insulation_floor | var01 8 1: 0.04 |  |  | dynamic | lambda_insulation_floor | 0.04 | 0.04 | 0.04 | # |  |  |  |  | lambda_insulation_floor
OB_type_intake_f_insulation | 1 | num | 1 | num | OB_type_intake_f_insulation | var01 8 1: num; var02 9 2: #N/A |  |  | dynamic | OB_type_intake_f_insulation | 1 | num | num | cat |  |  |  |  | OB_type_intake_f_insulation | cat
OB_f_insulation_roof | #N/A | #N/A | #N/A | #N/A | OB_f_insulation_roof | var01 8 1: #N/A; var02 9 2: #N/A |  |  | dynamic | OB_f_insulation_roof | #N/A | #N/A | #N/A | # |  |  |  |  | OB_f_insulation_roof
OB_f_insulation_topceiling | #N/A | #N/A | #N/A | #N/A | OB_f_insulation_topceiling | var01 8 1: #N/A; var02 9 2: #N/A |  |  | dynamic | OB_f_insulation_topceiling | #N/A | #N/A | #N/A | # |  |  |  |  | OB_f_insulation_topceiling
OB_f_insulation_wall | #N/A | #N/A | #N/A | #N/A | OB_f_insulation_wall | var01 8 1: #N/A; var02 9 2: #N/A |  |  | dynamic | OB_f_insulation_wall | #N/A | #N/A | #N/A | # |  |  |  |  | OB_f_insulation_wall
OB_f_insulation_floor | #N/A | #N/A | #N/A | #N/A | OB_f_insulation_floor | var01 8 1: #N/A; var02 9 2: #N/A |  |  | dynamic | OB_f_insulation_floor | #N/A | #N/A | #N/A | # |  |  |  |  | OB_f_insulation_floor
f_insulation_roof |  |  |  |  | f_insulation_roof | [12 empty] | dynamic | f_insulation_roof |  |  |  | # |  |  |  |  | f_insulation_roof
f_insulation_topceiling |  |  |  |  | f_insulation_topceiling | [12 empty] | dynamic | f_insulation_topceiling |  |  |  | # |  |  |  |  | f_insulation_topceiling
f_insulation_wall | 100 | 100 | 100 | 100 | f_insulation_wall | var01 8 1: 100 |  |  | dynamic | f_insulation_wall | 100 | 100 | 100 | # |  |  |  |  | f_insulation_wall
f_insulation_floor |  |  |  |  | f_insulation_floor | [12 empty] | dynamic | f_insulation_floor |  |  |  | # |  |  |  |  | f_insulation_floor
CB_win_1_pane |  |  |  |  | CB_win_1_pane | [12 empty] | dynamic | CB_win_1_pane |  |  |  | # |  |  |  |  | CB_win_1_pane
CB_win_2_panes | 1 | 1 | 1 | 1 | CB_win_2_panes | [12 empty] | dynamic | CB_win_2_panes | 1 | 1 | 1 | # |  |  |  |  | CB_win_2_panes | bar: var01 8 1
CB_win_3_panes |  |  |  |  | CB_win_3_panes | [12 empty] | dynamic | CB_win_3_panes |  |  |  | # |  |  |  |  | CB_win_3_panes
CB_win_iso |  |  |  |  | CB_win_iso | [12 empty] | dynamic | CB_win_iso |  |  |  | # |  |  |  |  | CB_win_iso
CB_win_therm | 1 | 1 | 1 | 1 | CB_win_therm | [12 empty] | dynamic | CB_win_therm | 1 | 1 | 1 | # |  |  |  |  | CB_win_therm | bar: var01 8 1
CB_win_frames_wood |  |  |  |  | CB_win_frames_wood | [12 empty] | dynamic | CB_win_frames_wood |  |  |  | # |  |  |  |  | CB_win_frames_wood
CB_win_frames_plastic | 1 | 1 | 1 | 1 | CB_win_frames_plastic | [12 empty] | dynamic | CB_win_frames_plastic | 1 | 1 | 1 | # |  |  |  |  | CB_win_frames_plastic | bar: var01 8 1
CB_win_frames_metal |  |  |  |  | CB_win_frames_metal | [12 empty] | dynamic | CB_win_frames_metal |  |  |  | # |  |  |  |  | CB_win_frames_metal
CB_frames_insulated |  |  |  |  | CB_frames_insulated | [12 empty] | dynamic | CB_frames_insulated |  |  |  | # |  |  |  |  | CB_frames_insulated
year_window | 1999 | 1999 | 1999 | 1999 | year_window | var01 8 1: 1999 |  |  | dynamic | year_window | 1999 | 1999 | 1999 | # |  |  |  |  | year_window
U_win_direct | 1.7 | 1.7 | 1.7 | 1.7 | U_win_direct | var01 8 1: 1.7 |  |  | dynamic | U_win_direct | 1.7 | 1.7 | 1.7 | # |  |  |  |  | U_win_direct
CB_roller_blind |  |  |  |  | CB_roller_blind | [12 empty] | dynamic | CB_roller_blind |  |  |  | # |  |  |  |  | CB_roller_blind
CB_radiator_recess |  |  |  |  | CB_radiator_recess | [12 empty] | dynamic | CB_radiator_recess |  |  |  | # |  |  |  |  | CB_radiator_recess
OB_thermal_bridges | 1 | standard | 1 | standard | OB_thermal_bridges | var01 8 1: standard; var02 9 2: #N/A |  |  | dynamic | OB_thermal_bridges | 1 | standard | standard | # |  |  |  |  | OB_thermal_bridges
U_roof |  |  |  |  | U_roof | [12 empty] | dynamic | U_roof |  |  |  | # |  |  |  |  | U_roof
U_topceiling |  |  |  |  | U_topceiling | [12 empty] | dynamic | U_topceiling |  |  |  | # |  |  |  |  | U_topceiling
U_wall |  |  |  |  | U_wall | [12 empty] | dynamic | U_wall |  |  |  | # |  |  |  |  | U_wall
U_floor |  |  |  |  | U_floor | [12 empty] | dynamic | U_floor |  |  |  | # |  |  |  |  | U_floor
U_wall_soil |  |  |  |  | U_wall_soil | [12 empty] | dynamic | U_wall_soil |  |  |  | # |  |  |  |  | U_wall_soil
U_win |  |  |  |  | U_win | [12 empty] | dynamic | U_win |  |  |  | # |  |  |  |  | U_win
U_roller_blind_case |  |  |  |  | U_roller_blind_case | [12 empty] | dynamic | U_roller_blind_case |  |  |  | # |  |  |  |  | U_roller_blind_case
U_radiator_recess |  |  |  |  | U_radiator_recess | [12 empty] | dynamic | U_radiator_recess |  |  |  | # |  |  |  |  | U_radiator_recess
g_win_orthogonal |  |  |  |  | g_win_orthogonal | [12 empty] | dynamic | g_win_orthogonal |  |  |  | # |  |  |  |  | g_win_orthogonal
F_shade |  |  |  |  | F_shade | [12 empty] | dynamic | F_shade |  |  |  | # |  |  |  |  | F_shade
F_frame |  |  |  |  | F_frame | [12 empty] | dynamic | F_frame |  |  |  | # |  |  |  |  | F_frame
OB_constr_special | 2 | sandwich | 2 | sandwich | OB_constr_special | var01 8 1: sandwich; var02 9 2: #N/A |  |  | dynamic | OB_constr_special | 2 | sandwich | sandwich | # |  |  |  |  | OB_constr_special
OB_airtight | #N/A | #N/A | #N/A | #N/A | OB_airtight | var01 8 1: #N/A; var02 9 2: #N/A |  |  | dynamic | OB_airtight | #N/A | #N/A | #N/A | # |  |  |  |  | OB_airtight
OB_type_ref_area | 2 | de.A_Wohn | 2 | de.A_Wohn | OB_type_ref_area | var01 8 1: de.A_Wohn; var02 9 2: #N/A |  |  | dynamic | OB_type_ref_area | 2 | de.A_Wohn | de.A_Wohn | de.A_Wohn |  |  |  |  | OB_type_ref_area | de.A_Wohn
OB_method_h | 2 | de.LEG | 2 | de.LEG | OB_method_h | var01 8 1: de.LEG; var02 9 2: #N/A |  |  | dynamic | OB_method_h | 2 | de.LEG | de.LEG | de.LEG |  |  |  |  | OB_method_h | de.LEG
OB_climate | 9 | de.cr.08.Geisenheim | 9 | de.cr.08.Geisenheim | OB_climate | var01 8 1: de.cr.08.Geisenheim; var02 9 2: #N/A |  |  | dynamic | OB_climate | 9 | de.cr.08.Geisenheim | de.cr.08.Geisenheim | de.standard |  |  |  |  | OB_climate | de.standard
| #REF! | #REF! | #REF! | #REF! |  | var01 8 1: #REF!; var02 9 2: #REF! |  |  | dynamic |  | #REF! | #REF! | #REF! | #
| #REF! | #REF! | #REF! | #REF! |  | var01 8 1: #REF!; var02 9 2: #REF! |  |  | dynamic |  | #REF! | #REF! | #REF! | #
CB_centralheating_building | 1 | 1 | 1 | 1 | CB_centralheating_building | [12 empty] | dynamic | CB_centralheating_building | 1 | 1 | 1 | # |  |  |  |  | CB_centralheating_building | bar: var01 8 1
CB_centralheating_apartment | 0 | 0 | 0 | 0 | CB_centralheating_apartment | var01 8 1: 0 |  |  | dynamic | CB_centralheating_apartment | 0 | 0 | 0 | # |  |  |  |  | CB_centralheating_apartment
OB_f_centralheating | 1 | 1 | 1 | 1 | OB_f_centralheating | var01 8 1: 1; var02 9 2: #N/A |  |  | dynamic | OB_f_centralheating | 1 | 1 | 1 | # |  |  |  |  | OB_f_centralheating
CB_boiler | 1 | 1 | 1 | 1 | CB_boiler | [12 empty] | dynamic | CB_boiler | 1 | 1 | 1 | # |  |  |  |  | CB_boiler | bar: var01 8 1
OB_boiler_fuel | 2 | oil | 2 | oil | OB_boiler_fuel | var01 8 1: oil; var02 9 2: #N/A |  |  | dynamic | OB_boiler_fuel | 2 | oil | oil | # |  |  |  |  | OB_boiler_fuel
OB_boiler_type | 2 | b.lt | 2 | b.lt | OB_boiler_type | var01 8 1: b.lt; var02 9 2: #N/A |  |  | dynamic | OB_boiler_type | 2 | b.lt | b.lt | # |  |  |  |  | OB_boiler_type
OB_boiler_year | 2 | 1987 ... 1994 | 2 | 1987 ... 1994 | OB_boiler_year | var01 8 1: 1987 ... 1994; var02 9 2: #N/A |  |  | dynamic | OB_boiler_year | 2 | 1987 ... 1994 | 1987 ... 1994 | # |  |  |  |  | OB_boiler_year
CB_woodboiler | 0 | 0 | 0 | 0 | CB_woodboiler | var01 8 1: 0 |  |  | dynamic | CB_woodboiler | 0 | 0 | 0 | # |  |  |  |  | CB_woodboiler
OB_woodboiler_fuel | #N/A | #N/A | #N/A | #N/A | OB_woodboiler_fuel | var01 8 1: #N/A; var02 9 2: #N/A |  |  | dynamic | OB_woodboiler_fuel | #N/A | #N/A | #N/A | # |  |  |  |  | OB_woodboiler_fuel
CB_heatpump | 0 | 0 | 0 | 0 | CB_heatpump | var01 8 1: 0 |  |  | dynamic | CB_heatpump | 0 | 0 | 0 | # |  |  |  |  | CB_heatpump
OB_heatpump_type | #N/A | #N/A | #N/A | #N/A | OB_heatpump_type | var01 8 1: #N/A; var02 9 2: #N/A |  |  | dynamic | OB_heatpump_type | #N/A | #N/A | #N/A | # |  |  |  |  | OB_heatpump_type
CB_heatpump_hr | 0 | 0 | 0 | 0 | CB_heatpump_hr | var01 8 1: 0 |  |  | dynamic | CB_heatpump_hr | 0 | 0 | 0 | # |  |  |  |  | CB_heatpump_hr
OB_heatpump_year | #N/A | #N/A | #N/A | #N/A | OB_heatpump_year | var01 8 1: #N/A; var02 9 2: #N/A |  |  | dynamic | OB_heatpump_year | #N/A | #N/A | #N/A | # |  |  |  |  | OB_heatpump_year
CB_el_storage | 0 | 0 | 0 | 0 | CB_el_storage | var01 8 1: 0 |  |  | dynamic | CB_el_storage | 0 | 0 | 0 | # |  |  |  |  | CB_el_storage
CB_districtheating | 0 | 0 | 0 | 0 | CB_districtheating | var01 8 1: 0 |  |  | dynamic | CB_districtheating | 0 | 0 | 0 | # |  |  |  |  | CB_districtheating
OB_districtheating_fuel | #N/A | #N/A | #N/A | #N/A | OB_districtheating_fuel | var01 8 1: #N/A; var02 9 2: #N/A |  |  | dynamic | OB_districtheating_fuel | #N/A | #N/A | #N/A | # |  |  |  |  | OB_districtheating_fuel
OB_districtheating_type | #N/A | #N/A | #N/A | #N/A | OB_districtheating_type | var01 8 1: #N/A; var02 9 2: #N/A |  |  | dynamic | OB_districtheating_type | #N/A | #N/A | #N/A | # |  |  |  |  | OB_districtheating_type
CB_districtheating_chp | 0 | 0 | 0 | 0 | CB_districtheating_chp | var01 8 1: 0 |  |  | dynamic | CB_districtheating_chp | 0 | 0 | 0 | # |  |  |  |  | CB_districtheating_chp
OB_sh_distribution_type | 1 | yes | 1 | yes | OB_sh_distribution_type | var01 8 1: yes; var02 9 2: #N/A |  |  | dynamic | OB_sh_distribution_type | 1 | yes | yes | # |  |  |  |  | OB_sh_distribution_type
OB_sh_distribution_year | 3 | 1979 ... 1994 | 3 | 1979 ... 1994 | OB_sh_distribution_year | var01 8 1: 1979 ... 1994; var02 9 2: #N/A |  |  | dynamic | OB_sh_distribution_year | 3 | 1979 ... 1994 | 1979 ... 1994 | # |  |  |  |  | OB_sh_distribution_year
CB_stove_fuel | 0 | 0 | 0 | 0 | CB_stove_fuel | var01 8 1: 0 |  |  | dynamic | CB_stove_fuel | 0 | 0 | 0 | # |  |  |  |  | CB_stove_fuel
CB_stove_oil | 0 | 0 | 0 | 0 | CB_stove_oil | var01 8 1: 0 |  |  | dynamic | CB_stove_oil | 0 | 0 | 0 | # |  |  |  |  | CB_stove_oil
CB_stove_coal | 0 | 0 | 0 | 0 | CB_stove_coal | var01 8 1: 0 |  |  | dynamic | CB_stove_coal | 0 | 0 | 0 | # |  |  |  |  | CB_stove_coal
CB_stove_wood | 0 | 0 | 0 | 0 | CB_stove_wood | var01 8 1: 0 |  |  | dynamic | CB_stove_wood | 0 | 0 | 0 | # |  |  |  |  | CB_stove_wood
CB_stove_gas | 0 | 0 | 0 | 0 | CB_stove_gas | var01 8 1: 0 |  |  | dynamic | CB_stove_gas | 0 | 0 | 0 | # |  |  |  |  | CB_stove_gas
CB_stove_el |  |  |  |  | CB_stove_el | [12 empty] | dynamic | CB_stove_el |  |  |  | # |  |  |  |  | CB_stove_el
CB_stove_el_op | 0 | 0 | 0 | 0 | CB_stove_el_op | var01 8 1: 0 |  |  | dynamic | CB_stove_el_op | 0 | 0 | 0 | # |  |  |  |  | CB_stove_el_op
CB_hw_centralheating | 1 | 1 | 1 | 1 | CB_hw_centralheating | [12 empty] | dynamic | CB_hw_centralheating | 1 | 1 | 1 | # |  |  |  |  | CB_hw_centralheating | bar: var01 8 1
CB_hw_gas_storage | 0 | 0 | 0 | 0 | CB_hw_gas_storage | var01 8 1: 0 |  |  | dynamic | CB_hw_gas_storage | 0 | 0 | 0 | # |  |  |  |  | CB_hw_gas_storage
CB_hw_central_el_storage | 0 | 0 | 0 | 0 | CB_hw_central_el_storage | var01 8 1: 0 |  |  | dynamic | CB_hw_central_el_storage | 0 | 0 | 0 | # |  |  |  |  | CB_hw_central_el_storage
CB_hw_cellar_heatpump | 0 | 0 | 0 | 0 | CB_hw_cellar_heatpump | var01 8 1: 0 |  |  | dynamic | CB_hw_cellar_heatpump | 0 | 0 | 0 | # |  |  |  |  | CB_hw_cellar_heatpump
CB_hw_gas_heater | 0 | 0 | 0 | 0 | CB_hw_gas_heater | var01 8 1: 0 |  |  | dynamic | CB_hw_gas_heater | 0 | 0 | 0 | # |  |  |  |  | CB_hw_gas_heater
CB_hw_el_heater | 0 | 0 | 0 | 0 | CB_hw_el_heater | var01 8 1: 0 |  |  | dynamic | CB_hw_el_heater | 0 | 0 | 0 | # |  |  |  |  | CB_hw_el_heater
CB_hw_decentral_el_storage | 0 | 0 | 0 | 0 | CB_hw_decentral_el_storage | var01 8 1: 0 |  |  | dynamic | CB_hw_decentral_el_storage | 0 | 0 | 0 | # |  |  |  |  | CB_hw_decentral_el_storage
CB_hw_circ | 1 | 1 | 1 | 1 | CB_hw_circ | [12 empty] | dynamic | CB_hw_circ | 1 | 1 | 1 | # |  |  |  |  | CB_hw_circ | bar: var01 8 1
CB_hw_solar | 0 | 0 | 0 | 0 | CB_hw_solar | var01 8 1: 0 |  |  | dynamic | CB_hw_solar | 0 | 0 | 0 | # |  |  |  |  | CB_hw_solar
OB_hw_distribution_year | 3 | 1979 ... 1994 | 3 | 1979 ... 1994 | OB_hw_distribution_year | var01 8 1: 1979 ... 1994; var02 9 2: #N/A |  |  | dynamic | OB_hw_distribution_year | 3 | 1979 ... 1994 | 1979 ... 1994 | # |  |  |  |  | OB_hw_distribution_year
OB_hw_storage_year | 1 | ... 1994 | 1 | ... 1994 | OB_hw_storage_year | var01 8 1: ... 1994; var02 9 2: #N/A |  |  | dynamic | OB_hw_storage_year | 1 | ... 1994 | ... 1994 | # |  |  |  |  | OB_hw_storage_year
consumption_oil |  |  |  |  | consumption_oil | [12 empty] | dynamic | consumption_oil |  |  |  | # |  |  |  |  | consumption_oil
consumption_natural_gas |  |  |  |  | consumption_natural_gas | [12 empty] | dynamic | consumption_natural_gas |  |  |  | # |  |  |  |  | consumption_natural_gas
OB_consumption_natural_gas | 2 | kWh | 2 | kWh | OB_consumption_natural_gas | var01 8 1: kWh; var02 9 2: #N/A |  |  | dynamic | OB_consumption_natural_gas | 2 | kWh | kWh | # |  |  |  |  | OB_consumption_natural_gas
consumption_liquid_gas |  |  |  |  | consumption_liquid_gas | [12 empty] | dynamic | consumption_liquid_gas |  |  |  | # |  |  |  |  | consumption_liquid_gas
consumption_coal |  |  |  |  | consumption_coal | [12 empty] | dynamic | consumption_coal |  |  |  | # |  |  |  |  | consumption_coal
consumption_dh |  |  |  |  | consumption_dh | [12 empty] | dynamic | consumption_dh |  |  |  | # |  |  |  |  | consumption_dh
consumption_el |  |  |  |  | consumption_el | [12 empty] | dynamic | consumption_el |  |  |  | # |  |  |  |  | consumption_el
consumption_firewood |  |  |  |  | consumption_firewood | [12 empty] | dynamic | consumption_firewood |  |  |  | # |  |  |  |  | consumption_firewood
consumption_woodpellets |  |  |  |  | consumption_woodpellets | [12 empty] | dynamic | consumption_woodpellets |  |  |  | # |  |  |  |  | consumption_woodpellets
OB_consumption_with_hw | 2 | h+w | 2 | h+w | OB_consumption_with_hw | var01 8 1: h+w; var02 9 2: #N/A |  |  | dynamic | OB_consumption_with_hw | 2 | h+w | h+w | # |  |  |  |  | OB_consumption_with_hw
consumption_year1 |  |  |  |  | consumption_year1 | [12 empty] | dynamic | consumption_year1 |  |  |  | # |  |  |  |  | consumption_year1
consumption_year2 |  |  |  |  | consumption_year2 | [12 empty] | dynamic | consumption_year2 |  |  |  | # |  |  |  |  | consumption_year2
OB_modernisation_in_consumption_period | #N/A | #N/A | #N/A | #N/A | OB_modernisation_in_consumption_period | var01 8 1: #N/A; var02 9 2: #N/A |  |  | dynamic | OB_modernisation_in_consumption_period | #N/A | #N/A | #N/A | # |  |  |  |  | OB_modernisation_in_consumption_period
OB_type_intake_ventilation | 2 | cat | 2 | cat | OB_type_intake_ventilation | var01 8 1: cat; var02 9 2: #N/A |  |  | dynamic | OB_type_intake_ventilation | 2 | cat | cat | cat |  |  |  |  | OB_type_intake_ventilation | cat
OB_type_vent | 1 | none | 1 | none | OB_type_vent | var01 8 1: none; var02 9 2: #N/A |  |  | dynamic | OB_type_vent | 1 | none | none | # |  |  |  |  | OB_type_vent
n_vent_mech |  |  |  |  | n_vent_mech | [12 empty] | dynamic | n_vent_mech |  |  |  | # |  |  |  |  | n_vent_mech
n_vent_other |  |  |  |  | n_vent_other | [12 empty] | dynamic | n_vent_other |  |  |  | # |  |  |  |  | n_vent_other
eta_vent_rec |  |  |  |  | eta_vent_rec | [12 empty] | dynamic | eta_vent_rec |  |  |  | # |  |  |  |  | eta_vent_rec
OB_method_sys | 1 | tab | 1 | tab | OB_method_sys | var01 8 1: tab; var02 9 2: #N/A |  |  | dynamic | OB_method_sys | 1 | tab | tab | tab.hpvar |  |  |  |  | OB_method_sys | tab.hpvar
OB_table_sys | 2 | de.KVEP | 2 | de.KVEP | OB_table_sys | var01 8 1: de.KVEP; var02 9 2: #N/A |  |  | dynamic | OB_table_sys | 2 | de.KVEP | de.KVEP | de.kvep |  |  |  |  | OB_table_sys | de.kvep
OB_table_energyware | 1 | de.EnEV.2007 | 1 | de.EnEV.2007 | OB_table_energyware | var01 8 1: de.EnEV.2007; var02 9 2: #N/A |  |  | dynamic | OB_table_energyware | 1 | de.EnEV.2007 | de.EnEV.2007 | de.kvep |  |  |  |  | OB_table_energyware | de.kvep
|  |  | 0 | [14 empty] | dynamic |  |  |  |  | #
|  |  | 0 | [14 empty] | dynamic |  |  |  |  | #
|  |  | 0 | [14 empty] | dynamic |  |  |  |  | #
system_h_dimensioning_temp_diff |  |  |  |  | system_h_dimensioning_temp_diff | [12 empty] | dynamic | system_h_dimensioning_temp_diff |  |  |  | # |  |  |  |  | system_h_dimensioning_temp_diff
costs_insulation_price_factor |  |  |  |  | costs_insulation_price_factor | [12 empty] | dynamic | costs_insulation_price_factor |  |  |  | # |  |  |  |  | costs_insulation_price_factor
costs_window_price_factor |  |  |  |  | costs_window_price_factor | [12 empty] | dynamic | costs_window_price_factor |  |  |  | # |  |  |  |  | costs_window_price_factor
costs_system_price_factor |  |  |  |  | costs_system_price_factor | [12 empty] | dynamic | costs_system_price_factor |  |  |  | # |  |  |  |  | costs_system_price_factor
price_fuels |  |  |  |  | price_fuels | [12 empty] | dynamic | price_fuels |  |  |  | # |  |  |  |  | price_fuels
price_dh |  |  |  |  | price_dh | [12 empty] | dynamic | price_dh |  |  |  | # |  |  |  |  | price_dh
price_el |  |  |  |  | price_el | [12 empty] | dynamic | price_el |  |  |  | # |  |  |  |  | price_el
f_adapt_m_c_manual |  |  |  |  | f_adapt_m_c_manual | [12 empty] | dynamic | f_adapt_m_c_manual |  |  |  | # |  |  |  |  | f_adapt_m_c_manual
OB_type_adapt_m_c | #N/A | #N/A | #N/A | #N/A | OB_type_adapt_m_c | var01 8 1: #N/A; var02 9 2: #N/A |  |  | dynamic | OB_type_adapt_m_c | #N/A | #N/A | #N/A | # |  |  |  |  | OB_type_adapt_m_c
economy_calculation_period |  |  |  |  | economy_calculation_period | [12 empty] | dynamic | economy_calculation_period |  |  |  | # |  |  |  |  | economy_calculation_period
economy_inflation |  |  |  |  | economy_inflation | [12 empty] | dynamic | economy_inflation |  |  |  | # |  |  |  |  | economy_inflation
economy_interest |  |  |  |  | economy_interest | [12 empty] | dynamic | economy_interest |  |  |  | # |  |  |  |  | economy_interest
economy_energy_price_increase_rate |  |  |  |  | economy_energy_price_increase_rate | [12 empty] | dynamic | economy_energy_price_increase_rate |  |  |  | # |  |  |  |  | economy_energy_price_increase_rate
economy_II_empty_rate_before_measures |  |  |  |  | economy_II_empty_rate_before_measures | [12 empty] | dynamic | economy_II_empty_rate_before_measures |  |  |  | # |  |  |  |  | economy_II_empty_rate_before_measures
economy_II_rent_before_measures |  |  |  |  | economy_II_rent_before_measures | [12 empty] | dynamic | economy_II_rent_before_measures |  |  |  | # |  |  |  |  | economy_II_rent_before_measures
economy_II_reference_rent |  |  |  |  | economy_II_reference_rent | [12 empty] | dynamic | economy_II_reference_rent |  |  |  | # |  |  |  |  | economy_II_reference_rent
economy_II_reference_rent_upper_margin |  |  |  |  | economy_II_reference_rent_upper_margin | [12 empty] | dynamic | economy_II_reference_rent_upper_margin |  |  |  | # |  |  |  |  | economy_II_reference_rent_upper_margin
economy_II_rents_price_increase_rate |  |  |  |  | economy_II_rents_price_increase_rate | [12 empty] | dynamic | economy_II_rents_price_increase_rate |  |  |  | # |  |  |  |  | economy_II_rents_price_increase_rate
economy_II_rents_price_increase_rate_second_period |  |  |  |  | economy_II_rents_price_increase_rate_second_period | [12 empty] | dynamic | economy_II_rents_price_increase_rate_second_period |  |  |  | # |  |  |  |  | economy_II_rents_price_increase_rate_second_period
economy_II_empty_rate_after_measures |  |  |  |  | economy_II_empty_rate_after_measures | [12 empty] | dynamic | economy_II_empty_rate_after_measures |  |  |  | # |  |  |  |  | economy_II_empty_rate_after_measures
OB_economy_II_type_new_rent | #N/A | #N/A | #N/A | #N/A | OB_economy_II_type_new_rent | var01 8 1: #N/A; var02 9 2: #N/A |  |  | dynamic | OB_economy_II_type_new_rent | #N/A | #N/A | #N/A | # |  |  |  |  | OB_economy_II_type_new_rent
economy_II_new_rent_manual |  |  |  |  | economy_II_new_rent_manual | [12 empty] | dynamic | economy_II_new_rent_manual |  |  |  | # |  |  |  |  | economy_II_new_rent_manual
economy_II_new_rent_adaptation_factor |  |  |  |  | economy_II_new_rent_adaptation_factor | [12 empty] | dynamic | economy_II_new_rent_adaptation_factor |  |  |  | # |  |  |  |  | economy_II_new_rent_adaptation_factor
economy_II_tax_costs |  |  |  |  | economy_II_tax_costs | [12 empty] | dynamic | economy_II_tax_costs |  |  |  | # |  |  |  |  | economy_II_tax_costs
economy_II_depreciation_rate |  |  |  |  | economy_II_depreciation_rate | [12 empty] | dynamic | economy_II_depreciation_rate |  |  |  | # |  |  |  |  | economy_II_depreciation_rate
economy_II_tax_rate |  |  |  |  | economy_II_tax_rate | [12 empty] | dynamic | economy_II_tax_rate |  |  |  | # |  |  |  |  | economy_II_tax_rate
costs_roof_ID |  |  |  |  | costs_roof_ID | [12 empty] | dynamic | costs_roof_ID |  |  |  | # |  | #REF! | #REF! | #REF! | costs_roof_ID
costs_roof_name |  |  |  |  | costs_roof_name | [12 empty] | dynamic | costs_roof_name |  |  |  | # |  | #REF! |  |  | costs_roof_name
costs_roof_description_1 |  |  |  |  | costs_roof_description_1 | [12 empty] | dynamic | costs_roof_description_1 |  |  |  | # |  |  |  |  | costs_roof_description_1
costs_roof_description_2 |  |  |  |  | costs_roof_description_2 | [12 empty] | dynamic | costs_roof_description_2 |  |  |  | # |  |  |  |  | costs_roof_description_2
OB_costs_roof_template | #N/A | #N/A | #N/A | #N/A | OB_costs_roof_template | var01 8 1: #N/A; var02 9 2: #N/A |  |  | dynamic | OB_costs_roof_template | #N/A | #N/A | #N/A | # |  |  |  |  | OB_costs_roof_template
OB_costs_roof_type_measure | #N/A | #N/A | #N/A | #N/A | OB_costs_roof_type_measure | var01 8 1: #N/A; var02 9 2: #N/A |  |  | dynamic | OB_costs_roof_type_measure | #N/A | #N/A | #N/A | # |  |  |  |  | OB_costs_roof_type_measure
costs_roof_R_sup |  |  |  |  | costs_roof_R_sup | [12 empty] | dynamic | costs_roof_R_sup |  |  |  | # |  |  |  |  | costs_roof_R_sup
costs_roof_R_sup_description |  |  |  |  | costs_roof_R_sup_description | [12 empty] | dynamic | costs_roof_R_sup_description |  |  |  | # |  |  |  |  | costs_roof_R_sup_description
costs_roof_material_insulation |  |  |  |  | costs_roof_material_insulation | [12 empty] | dynamic | costs_roof_material_insulation |  |  |  | # |  |  |  |  | costs_roof_material_insulation
costs_roof_lambda_insulation |  |  |  |  | costs_roof_lambda_insulation | [12 empty] | dynamic | costs_roof_lambda_insulation |  |  |  | # |  |  |  |  | costs_roof_lambda_insulation
costs_roof_correction_envelope_area |  |  |  |  | costs_roof_correction_envelope_area | [12 empty] | dynamic | costs_roof_correction_envelope_area |  |  |  | # |  |  |  |  | costs_roof_correction_envelope_area
costs_roof_costs_basis_absolute |  |  |  |  | costs_roof_costs_basis_absolute | [12 empty] | dynamic | costs_roof_costs_basis_absolute |  |  |  | # |  |  |  |  | costs_roof_costs_basis_absolute
costs_roof_costs_basis_per_sqm_living_area |  |  |  |  | costs_roof_costs_basis_per_sqm_living_area | [12 empty] | dynamic | costs_roof_costs_basis_per_sqm_living_area |  |  |  | # |  |  |  |  | costs_roof_costs_basis_per_sqm_living_area
costs_roof_costs_basis_per_apartment |  |  |  |  | costs_roof_costs_basis_per_apartment | [12 empty] | dynamic | costs_roof_costs_basis_per_apartment |  |  |  | # |  |  |  |  | costs_roof_costs_basis_per_apartment
costs_roof_costs_basis_per_sqm |  |  |  |  | costs_roof_costs_basis_per_sqm | [12 empty] | dynamic | costs_roof_costs_basis_per_sqm |  |  |  | # |  |  |  |  | costs_roof_costs_basis_per_sqm
costs_roof_costs_per_cm_per_sqm |  |  |  |  | costs_roof_costs_per_cm_per_sqm | [12 empty] | dynamic | costs_roof_costs_per_cm_per_sqm |  |  |  | # |  |  |  |  | costs_roof_costs_per_cm_per_sqm
costs_roof_f_costs_anyway |  |  |  |  | costs_roof_f_costs_anyway | [12 empty] | dynamic | costs_roof_f_costs_anyway |  |  |  | # |  |  |  |  | costs_roof_f_costs_anyway
costs_roof_costs_anyway_per_sqm |  |  |  |  | costs_roof_costs_anyway_per_sqm | [12 empty] | dynamic | costs_roof_costs_anyway_per_sqm |  |  |  | # |  |  |  |  | costs_roof_costs_anyway_per_sqm
costs_roof_relative_annual_costs_maintanance |  |  |  |  | costs_roof_relative_annual_costs_maintanance | [12 empty] | dynamic | costs_roof_relative_annual_costs_maintanance |  |  |  | # |  |  |  |  | costs_roof_relative_annual_costs_maintanance
costs_topceiling_ID |  |  |  |  | costs_topceiling_ID | [12 empty] | dynamic | costs_topceiling_ID |  |  |  | # |  |  |  |  | costs_topceiling_ID
costs_topceiling_name |  |  |  |  | costs_topceiling_name | [12 empty] | dynamic | costs_topceiling_name |  |  |  | # |  |  |  |  | costs_topceiling_name
costs_topceiling_description_1 |  |  |  |  | costs_topceiling_description_1 | [12 empty] | dynamic | costs_topceiling_description_1 |  |  |  | # |  |  |  |  | costs_topceiling_description_1
costs_topceiling_description_2 |  |  |  |  | costs_topceiling_description_2 | [12 empty] | dynamic | costs_topceiling_description_2 |  |  |  | # |  |  |  |  | costs_topceiling_description_2
OB_costs_topceiling_template | #N/A | #N/A | #N/A | #N/A | OB_costs_topceiling_template | var01 8 1: #N/A; var02 9 2: #N/A |  |  | dynamic | OB_costs_topceiling_template | #N/A | #N/A | #N/A | # |  |  |  |  | OB_costs_topceiling_template
OB_costs_topceiling_type_measure | #N/A | #N/A | #N/A | #N/A | OB_costs_topceiling_type_measure | var01 8 1: #N/A; var02 9 2: #N/A |  |  | dynamic | OB_costs_topceiling_type_measure | #N/A | #N/A | #N/A | # |  |  |  |  | OB_costs_topceiling_type_measure
costs_topceiling_R_sup |  |  |  |  | costs_topceiling_R_sup | [12 empty] | dynamic | costs_topceiling_R_sup |  |  |  | # |  |  |  |  | costs_topceiling_R_sup
costs_topceiling_R_sup_description |  |  |  |  | costs_topceiling_R_sup_description | [12 empty] | dynamic | costs_topceiling_R_sup_description |  |  |  | # |  |  |  |  | costs_topceiling_R_sup_description
costs_topceiling_material_insulation |  |  |  |  | costs_topceiling_material_insulation | [12 empty] | dynamic | costs_topceiling_material_insulation |  |  |  | # |  |  |  |  | costs_topceiling_material_insulation
costs_topceiling_lambda_insulation |  |  |  |  | costs_topceiling_lambda_insulation | [12 empty] | dynamic | costs_topceiling_lambda_insulation |  |  |  | # |  |  |  |  | costs_topceiling_lambda_insulation
costs_topceiling_correction_envelope_area |  |  |  |  | costs_topceiling_correction_envelope_area | [12 empty] | dynamic | costs_topceiling_correction_envelope_area |  |  |  | # |  |  |  |  | costs_topceiling_correction_envelope_area
costs_topceiling_costs_basis_absolute |  |  |  |  | costs_topceiling_costs_basis_absolute | [12 empty] | dynamic | costs_topceiling_costs_basis_absolute |  |  |  | # |  |  |  |  | costs_topceiling_costs_basis_absolute
costs_topceiling_costs_basis_per_sqm_living_area |  |  |  |  | costs_topceiling_costs_basis_per_sqm_living_area | [12 empty] | dynamic | costs_topceiling_costs_basis_per_sqm_living_area |  |  |  | # |  |  |  |  | costs_topceiling_costs_basis_per_sqm_living_area
costs_topceiling_costs_basis_per_apartment |  |  |  |  | costs_topceiling_costs_basis_per_apartment | [12 empty] | dynamic | costs_topceiling_costs_basis_per_apartment |  |  |  | # |  |  |  |  | costs_topceiling_costs_basis_per_apartment
costs_topceiling_costs_basis_per_sqm |  |  |  |  | costs_topceiling_costs_basis_per_sqm | [12 empty] | dynamic | costs_topceiling_costs_basis_per_sqm |  |  |  | # |  |  |  |  | costs_topceiling_costs_basis_per_sqm
costs_topceiling_costs_per_cm_per_sqm |  |  |  |  | costs_topceiling_costs_per_cm_per_sqm | [12 empty] | dynamic | costs_topceiling_costs_per_cm_per_sqm |  |  |  | # |  |  |  |  | costs_topceiling_costs_per_cm_per_sqm
costs_topceiling_f_costs_anyway |  |  |  |  | costs_topceiling_f_costs_anyway | [12 empty] | dynamic | costs_topceiling_f_costs_anyway |  |  |  | # |  |  |  |  | costs_topceiling_f_costs_anyway
costs_topceiling_costs_anyway_per_sqm |  |  |  |  | costs_topceiling_costs_anyway_per_sqm | [12 empty] | dynamic | costs_topceiling_costs_anyway_per_sqm |  |  |  | # |  |  |  |  | costs_topceiling_costs_anyway_per_sqm
costs_topceiling_relative_annual_costs_maintanance |  |  |  |  | costs_topceiling_relative_annual_costs_maintanance | [12 empty] | dynamic | costs_topceiling_relative_annual_costs_maintanance |  |  |  | # |  |  |  |  | costs_topceiling_relative_annual_costs_maintanance
costs_wall_ID |  |  |  |  | costs_wall_ID | [12 empty] | dynamic | costs_wall_ID |  |  |  | # |  |  |  |  | costs_wall_ID
costs_wall_name |  |  |  |  | costs_wall_name | [12 empty] | dynamic | costs_wall_name |  |  |  | # |  |  |  |  | costs_wall_name
costs_wall_description_1 |  |  |  |  | costs_wall_description_1 | [12 empty] | dynamic | costs_wall_description_1 |  |  |  | # |  |  |  |  | costs_wall_description_1
costs_wall_description_2 |  |  |  |  | costs_wall_description_2 | [12 empty] | dynamic | costs_wall_description_2 |  |  |  | # |  |  |  |  | costs_wall_description_2
OB_costs_wall_template | #N/A | #N/A | #N/A | #N/A | OB_costs_wall_template | var01 8 1: #N/A; var02 9 2: #N/A |  |  | dynamic | OB_costs_wall_template | #N/A | #N/A | #N/A | # |  |  |  |  | OB_costs_wall_template
OB_costs_wall_type_measure | #N/A | #N/A | #N/A | #N/A | OB_costs_wall_type_measure | var01 8 1: #N/A; var02 9 2: #N/A |  |  | dynamic | OB_costs_wall_type_measure | #N/A | #N/A | #N/A | # |  |  |  |  | OB_costs_wall_type_measure
costs_wall_R_sup |  |  |  |  | costs_wall_R_sup | [12 empty] | dynamic | costs_wall_R_sup |  |  |  | # |  |  |  |  | costs_wall_R_sup
costs_wall_R_sup_description |  |  |  |  | costs_wall_R_sup_description | [12 empty] | dynamic | costs_wall_R_sup_description |  |  |  | # |  |  |  |  | costs_wall_R_sup_description
costs_wall_material_insulation |  |  |  |  | costs_wall_material_insulation | [12 empty] | dynamic | costs_wall_material_insulation |  |  |  | # |  |  |  |  | costs_wall_material_insulation
costs_wall_lambda_insulation |  |  |  |  | costs_wall_lambda_insulation | [12 empty] | dynamic | costs_wall_lambda_insulation |  |  |  | # |  |  |  |  | costs_wall_lambda_insulation
costs_wall_correction_envelope_area |  |  |  |  | costs_wall_correction_envelope_area | [12 empty] | dynamic | costs_wall_correction_envelope_area |  |  |  | # |  |  |  |  | costs_wall_correction_envelope_area
costs_wall_costs_basis_absolute |  |  |  |  | costs_wall_costs_basis_absolute | [12 empty] | dynamic | costs_wall_costs_basis_absolute |  |  |  | # |  |  |  |  | costs_wall_costs_basis_absolute
costs_wall_costs_basis_per_sqm_living_area |  |  |  |  | costs_wall_costs_basis_per_sqm_living_area | [12 empty] | dynamic | costs_wall_costs_basis_per_sqm_living_area |  |  |  | # |  |  |  |  | costs_wall_costs_basis_per_sqm_living_area
costs_wall_costs_basis_per_apartment |  |  |  |  | costs_wall_costs_basis_per_apartment | [12 empty] | dynamic | costs_wall_costs_basis_per_apartment |  |  |  | # |  |  |  |  | costs_wall_costs_basis_per_apartment
costs_wall_costs_basis_per_sqm |  |  |  |  | costs_wall_costs_basis_per_sqm | [12 empty] | dynamic | costs_wall_costs_basis_per_sqm |  |  |  | # |  |  |  |  | costs_wall_costs_basis_per_sqm
costs_wall_costs_per_cm_per_sqm |  |  |  |  | costs_wall_costs_per_cm_per_sqm | [12 empty] | dynamic | costs_wall_costs_per_cm_per_sqm |  |  |  | # |  |  |  |  | costs_wall_costs_per_cm_per_sqm
costs_wall_f_costs_anyway |  |  |  |  | costs_wall_f_costs_anyway | [12 empty] | dynamic | costs_wall_f_costs_anyway |  |  |  | # |  |  |  |  | costs_wall_f_costs_anyway
costs_wall_costs_anyway_per_sqm |  |  |  |  | costs_wall_costs_anyway_per_sqm | [12 empty] | dynamic | costs_wall_costs_anyway_per_sqm |  |  |  | # |  |  |  |  | costs_wall_costs_anyway_per_sqm
costs_wall_relative_annual_costs_maintanance |  |  |  |  | costs_wall_relative_annual_costs_maintanance | [12 empty] | dynamic | costs_wall_relative_annual_costs_maintanance |  |  |  | # |  |  |  |  | costs_wall_relative_annual_costs_maintanance
costs_wall_cellar_ID |  |  |  |  | costs_wall_cellar_ID | [12 empty] | dynamic | costs_wall_cellar_ID |  |  |  | # |  |  |  |  | costs_wall_cellar_ID
costs_wall_cellar_name |  |  |  |  | costs_wall_cellar_name | [12 empty] | dynamic | costs_wall_cellar_name |  |  |  | # |  |  |  |  | costs_wall_cellar_name
costs_wall_cellar_description_1 |  |  |  |  | costs_wall_cellar_description_1 | [12 empty] | dynamic | costs_wall_cellar_description_1 |  |  |  | # |  |  |  |  | costs_wall_cellar_description_1
costs_wall_cellar_description_2 |  |  |  |  | costs_wall_cellar_description_2 | [12 empty] | dynamic | costs_wall_cellar_description_2 |  |  |  | # |  |  |  |  | costs_wall_cellar_description_2
OB_costs_wall_cellar_template | #N/A | #N/A | #N/A | #N/A | OB_costs_wall_cellar_template | var01 8 1: #N/A; var02 9 2: #N/A |  |  | dynamic | OB_costs_wall_cellar_template | #N/A | #N/A | #N/A | # |  |  |  |  | OB_costs_wall_cellar_template
OB_costs_wall_cellar_type_measure | #N/A | #N/A | #N/A | #N/A | OB_costs_wall_cellar_type_measure | var01 8 1: #N/A; var02 9 2: #N/A |  |  | dynamic | OB_costs_wall_cellar_type_measure | #N/A | #N/A | #N/A | # |  |  |  |  | OB_costs_wall_cellar_type_measure
costs_wall_cellar_R_sup |  |  |  |  | costs_wall_cellar_R_sup | [12 empty] | dynamic | costs_wall_cellar_R_sup |  |  |  | # |  |  |  |  | costs_wall_cellar_R_sup
costs_wall_cellar_R_sup_description |  |  |  |  | costs_wall_cellar_R_sup_description | [12 empty] | dynamic | costs_wall_cellar_R_sup_description |  |  |  | # |  |  |  |  | costs_wall_cellar_R_sup_description
costs_wall_cellar_material_insulation |  |  |  |  | costs_wall_cellar_material_insulation | [12 empty] | dynamic | costs_wall_cellar_material_insulation |  |  |  | # |  |  |  |  | costs_wall_cellar_material_insulation
costs_wall_cellar_lambda_insulation |  |  |  |  | costs_wall_cellar_lambda_insulation | [12 empty] | dynamic | costs_wall_cellar_lambda_insulation |  |  |  | # |  |  |  |  | costs_wall_cellar_lambda_insulation
costs_wall_cellar_correction_envelope_area |  |  |  |  | costs_wall_cellar_correction_envelope_area | [12 empty] | dynamic | costs_wall_cellar_correction_envelope_area |  |  |  | # |  |  |  |  | costs_wall_cellar_correction_envelope_area
costs_wall_cellar_costs_basis_absolute |  |  |  |  | costs_wall_cellar_costs_basis_absolute | [12 empty] | dynamic | costs_wall_cellar_costs_basis_absolute |  |  |  | # |  |  |  |  | costs_wall_cellar_costs_basis_absolute
costs_wall_cellar_costs_basis_per_sqm_living_area |  |  |  |  | costs_wall_cellar_costs_basis_per_sqm_living_area | [12 empty] | dynamic | costs_wall_cellar_costs_basis_per_sqm_living_area |  |  |  | # |  |  |  |  | costs_wall_cellar_costs_basis_per_sqm_living_area
costs_wall_cellar_costs_basis_per_apartment |  |  |  |  | costs_wall_cellar_costs_basis_per_apartment | [12 empty] | dynamic | costs_wall_cellar_costs_basis_per_apartment |  |  |  | # |  |  |  |  | costs_wall_cellar_costs_basis_per_apartment
costs_wall_cellar_costs_basis_per_sqm |  |  |  |  | costs_wall_cellar_costs_basis_per_sqm | [12 empty] | dynamic | costs_wall_cellar_costs_basis_per_sqm |  |  |  | # |  |  |  |  | costs_wall_cellar_costs_basis_per_sqm
costs_wall_cellar_costs_per_cm_per_sqm |  |  |  |  | costs_wall_cellar_costs_per_cm_per_sqm | [12 empty] | dynamic | costs_wall_cellar_costs_per_cm_per_sqm |  |  |  | # |  |  |  |  | costs_wall_cellar_costs_per_cm_per_sqm
costs_wall_cellar_f_costs_anyway |  |  |  |  | costs_wall_cellar_f_costs_anyway | [12 empty] | dynamic | costs_wall_cellar_f_costs_anyway |  |  |  | # |  |  |  |  | costs_wall_cellar_f_costs_anyway
costs_wall_cellar_costs_anyway_per_sqm |  |  |  |  | costs_wall_cellar_costs_anyway_per_sqm | [12 empty] | dynamic | costs_wall_cellar_costs_anyway_per_sqm |  |  |  | # |  |  |  |  | costs_wall_cellar_costs_anyway_per_sqm
costs_wall_cellar_relative_annual_costs_maintanance |  |  |  |  | costs_wall_cellar_relative_annual_costs_maintanance | [12 empty] | dynamic | costs_wall_cellar_relative_annual_costs_maintanance |  |  |  | # |  |  |  |  | costs_wall_cellar_relative_annual_costs_maintanance
costs_floor_ID |  |  |  |  | costs_floor_ID | [12 empty] | dynamic | costs_floor_ID |  |  |  | # |  |  |  |  | costs_floor_ID
costs_floor_name |  |  |  |  | costs_floor_name | [12 empty] | dynamic | costs_floor_name |  |  |  | # |  |  |  |  | costs_floor_name
costs_floor_description_1 |  |  |  |  | costs_floor_description_1 | [12 empty] | dynamic | costs_floor_description_1 |  |  |  | # |  |  |  |  | costs_floor_description_1
costs_floor_description_2 |  |  |  |  | costs_floor_description_2 | [12 empty] | dynamic | costs_floor_description_2 |  |  |  | # |  |  |  |  | costs_floor_description_2
OB_costs_floor_template | #N/A | #N/A | #N/A | #N/A | OB_costs_floor_template | var01 8 1: #N/A; var02 9 2: #N/A |  |  | dynamic | OB_costs_floor_template | #N/A | #N/A | #N/A | # |  |  |  |  | OB_costs_floor_template
OB_costs_floor_type_measure | #N/A | #N/A | #N/A | #N/A | OB_costs_floor_type_measure | var01 8 1: #N/A; var02 9 2: #N/A |  |  | dynamic | OB_costs_floor_type_measure | #N/A | #N/A | #N/A | # |  |  |  |  | OB_costs_floor_type_measure
costs_floor_R_sup |  |  |  |  | costs_floor_R_sup | [12 empty] | dynamic | costs_floor_R_sup |  |  |  | # |  |  |  |  | costs_floor_R_sup
costs_floor_R_sup_description |  |  |  |  | costs_floor_R_sup_description | [12 empty] | dynamic | costs_floor_R_sup_description |  |  |  | # |  |  |  |  | costs_floor_R_sup_description
costs_floor_material_insulation |  |  |  |  | costs_floor_material_insulation | [12 empty] | dynamic | costs_floor_material_insulation |  |  |  | # |  |  |  |  | costs_floor_material_insulation
costs_floor_lambda_insulation |  |  |  |  | costs_floor_lambda_insulation | [12 empty] | dynamic | costs_floor_lambda_insulation |  |  |  | # |  |  |  |  | costs_floor_lambda_insulation
costs_floor_correction_envelope_area |  |  |  |  | costs_floor_correction_envelope_area | [12 empty] | dynamic | costs_floor_correction_envelope_area |  |  |  | # |  |  |  |  | costs_floor_correction_envelope_area
costs_floor_costs_basis_absolute |  |  |  |  | costs_floor_costs_basis_absolute | [12 empty] | dynamic | costs_floor_costs_basis_absolute |  |  |  | # |  |  |  |  | costs_floor_costs_basis_absolute
costs_floor_costs_basis_per_sqm_living_area |  |  |  |  | costs_floor_costs_basis_per_sqm_living_area | [12 empty] | dynamic | costs_floor_costs_basis_per_sqm_living_area |  |  |  | # |  |  |  |  | costs_floor_costs_basis_per_sqm_living_area
costs_floor_costs_basis_per_apartment |  |  |  |  | costs_floor_costs_basis_per_apartment | [12 empty] | dynamic | costs_floor_costs_basis_per_apartment |  |  |  | # |  |  |  |  | costs_floor_costs_basis_per_apartment
costs_floor_costs_basis_per_sqm |  |  |  |  | costs_floor_costs_basis_per_sqm | [12 empty] | dynamic | costs_floor_costs_basis_per_sqm |  |  |  | # |  |  |  |  | costs_floor_costs_basis_per_sqm
costs_floor_costs_per_cm_per_sqm |  |  |  |  | costs_floor_costs_per_cm_per_sqm | [12 empty] | dynamic | costs_floor_costs_per_cm_per_sqm |  |  |  | # |  |  |  |  | costs_floor_costs_per_cm_per_sqm
costs_floor_f_costs_anyway |  |  |  |  | costs_floor_f_costs_anyway | [12 empty] | dynamic | costs_floor_f_costs_anyway |  |  |  | # |  |  |  |  | costs_floor_f_costs_anyway
costs_floor_costs_anyway_per_sqm |  |  |  |  | costs_floor_costs_anyway_per_sqm | [12 empty] | dynamic | costs_floor_costs_anyway_per_sqm |  |  |  | # |  |  |  |  | costs_floor_costs_anyway_per_sqm
costs_floor_relative_annual_costs_maintanance |  |  |  |  | costs_floor_relative_annual_costs_maintanance | [12 empty] | dynamic | costs_floor_relative_annual_costs_maintanance |  |  |  | # |  |  |  |  | costs_floor_relative_annual_costs_maintanance
costs_window_ID |  |  |  |  | costs_window_ID | [12 empty] | dynamic | costs_window_ID |  |  |  | # |  |  |  |  | costs_window_ID
costs_window_name |  |  |  |  | costs_window_name | [12 empty] | dynamic | costs_window_name |  |  |  | # |  |  |  |  | costs_window_name
costs_window_description_1 |  |  |  |  | costs_window_description_1 | [12 empty] | dynamic | costs_window_description_1 |  |  |  | # |  |  |  |  | costs_window_description_1
costs_window_description_2 |  |  |  |  | costs_window_description_2 | [12 empty] | dynamic | costs_window_description_2 |  |  |  | # |  |  |  |  | costs_window_description_2
OB_costs_window_template | #N/A | #N/A | #N/A | #N/A | OB_costs_window_template | var01 8 1: #N/A; var02 9 2: #N/A |  |  | dynamic | OB_costs_window_template | #N/A | #N/A | #N/A | # |  |  |  |  | OB_costs_window_template
OB_costs_window_type_measure | #N/A | #N/A | #N/A | #N/A | OB_costs_window_type_measure | var01 8 1: #N/A; var02 9 2: #N/A |  |  | dynamic | OB_costs_window_type_measure | #N/A | #N/A | #N/A | # |  |  |  |  | OB_costs_window_type_measure
costs_window_2_panes_costs_absolute |  |  |  |  | costs_window_2_panes_costs_absolute | [12 empty] | dynamic | costs_window_2_panes_costs_absolute |  |  |  | # |  |  |  |  | costs_window_2_panes_costs_absolute
costs_window_2_panes_costs_per_sqm_living_area |  |  |  |  | costs_window_2_panes_costs_per_sqm_living_area | [12 empty] | dynamic | costs_window_2_panes_costs_per_sqm_living_area |  |  |  | # |  |  |  |  | costs_window_2_panes_costs_per_sqm_living_area
costs_window_2_panes_costs_per_apartment |  |  |  |  | costs_window_2_panes_costs_per_apartment | [12 empty] | dynamic | costs_window_2_panes_costs_per_apartment |  |  |  | # |  |  |  |  | costs_window_2_panes_costs_per_apartment
costs_window_2_panes_costs_per_sqm |  |  |  |  | costs_window_2_panes_costs_per_sqm | [12 empty] | dynamic | costs_window_2_panes_costs_per_sqm |  |  |  | # |  |  |  |  | costs_window_2_panes_costs_per_sqm
costs_window_2_panes_f_costs_anyway |  |  |  |  | costs_window_2_panes_f_costs_anyway | [12 empty] | dynamic | costs_window_2_panes_f_costs_anyway |  |  |  | # |  |  |  |  | costs_window_2_panes_f_costs_anyway
costs_window_2_panes_costs_anyway_per_sqm |  |  |  |  | costs_window_2_panes_costs_anyway_per_sqm | [12 empty] | dynamic | costs_window_2_panes_costs_anyway_per_sqm |  |  |  | # |  |  |  |  | costs_window_2_panes_costs_anyway_per_sqm
costs_window_2_panes_relative_annual_costs_maintanance |  |  |  |  | costs_window_2_panes_relative_annual_costs_maintanance | [12 empty] | dynamic | costs_window_2_panes_relative_annual_costs_maintanance |  |  |  | # |  |  |  |  | costs_window_2_panes_relative_annual_costs_maintanance
costs_window_3_panes_costs_absolute |  |  |  |  | costs_window_3_panes_costs_absolute | [12 empty] | dynamic | costs_window_3_panes_costs_absolute |  |  |  | # |  |  |  |  | costs_window_3_panes_costs_absolute
costs_window_3_panes_costs_per_sqm_living_area |  |  |  |  | costs_window_3_panes_costs_per_sqm_living_area | [12 empty] | dynamic | costs_window_3_panes_costs_per_sqm_living_area |  |  |  | # |  |  |  |  | costs_window_3_panes_costs_per_sqm_living_area
costs_window_3_panes_costs_per_apartment |  |  |  |  | costs_window_3_panes_costs_per_apartment | [12 empty] | dynamic | costs_window_3_panes_costs_per_apartment |  |  |  | # |  |  |  |  | costs_window_3_panes_costs_per_apartment
costs_window_3_panes_costs_per_sqm |  |  |  |  | costs_window_3_panes_costs_per_sqm | [12 empty] | dynamic | costs_window_3_panes_costs_per_sqm |  |  |  | # |  |  |  |  | costs_window_3_panes_costs_per_sqm
costs_window_3_panes_f_costs_anyway |  |  |  |  | costs_window_3_panes_f_costs_anyway | [12 empty] | dynamic | costs_window_3_panes_f_costs_anyway |  |  |  | # |  |  |  |  | costs_window_3_panes_f_costs_anyway
costs_window_3_panes_costs_anyway_per_sqm |  |  |  |  | costs_window_3_panes_costs_anyway_per_sqm | [12 empty] | dynamic | costs_window_3_panes_costs_anyway_per_sqm |  |  |  | # |  |  |  |  | costs_window_3_panes_costs_anyway_per_sqm
costs_window_3_panes_relative_annual_costs_maintanance |  |  |  |  | costs_window_3_panes_relative_annual_costs_maintanance | [12 empty] | dynamic | costs_window_3_panes_relative_annual_costs_maintanance |  |  |  | # |  |  |  |  | costs_window_3_panes_relative_annual_costs_maintanance
costs_system_ID |  |  |  |  | costs_system_ID | [12 empty] | dynamic | costs_system_ID |  |  |  | # |  |  |  |  | costs_system_ID
costs_system_name |  |  |  |  | costs_system_name | [12 empty] | dynamic | costs_system_name |  |  |  | # |  |  |  |  | costs_system_name
costs_system_description_1 |  |  |  |  | costs_system_description_1 | [12 empty] | dynamic | costs_system_description_1 |  |  |  | # |  |  |  |  | costs_system_description_1
costs_system_description_2 |  |  |  |  | costs_system_description_2 | [12 empty] | dynamic | costs_system_description_2 |  |  |  | # |  |  |  |  | costs_system_description_2
OB_costs_system_template | #N/A | #N/A | #N/A | #N/A | OB_costs_system_template | var01 8 1: #N/A; var02 9 2: #N/A |  |  | dynamic | OB_costs_system_template | #N/A | #N/A | #N/A | # |  |  |  |  | OB_costs_system_template
costs_boiler_ID |  |  |  |  | costs_boiler_ID | [12 empty] | dynamic | costs_boiler_ID |  |  |  | # |  |  |  |  | costs_boiler_ID
costs_boiler_name |  |  |  |  | costs_boiler_name | [12 empty] | dynamic | costs_boiler_name |  |  |  | # |  |  |  |  | costs_boiler_name
costs_boiler_description_1 |  |  |  |  | costs_boiler_description_1 | [12 empty] | dynamic | costs_boiler_description_1 |  |  |  | # |  |  |  |  | costs_boiler_description_1
costs_boiler_description_2 |  |  |  |  | costs_boiler_description_2 | [12 empty] | dynamic | costs_boiler_description_2 |  |  |  | # |  |  |  |  | costs_boiler_description_2
costs_boiler_gas_lt_P_therm_min |  |  |  |  | costs_boiler_gas_lt_P_therm_min | [12 empty] | dynamic | costs_boiler_gas_lt_P_therm_min |  |  |  | # |  |  |  |  | costs_boiler_gas_lt_P_therm_min
costs_boiler_gas_lt_f_oversize |  |  |  |  | costs_boiler_gas_lt_f_oversize | [12 empty] | dynamic | costs_boiler_gas_lt_f_oversize |  |  |  | # |  |  |  |  | costs_boiler_gas_lt_f_oversize
costs_boiler_gas_lt_absolute |  |  |  |  | costs_boiler_gas_lt_absolute | [12 empty] | dynamic | costs_boiler_gas_lt_absolute |  |  |  | # |  |  |  |  | costs_boiler_gas_lt_absolute
costs_boiler_gas_lt_per_apartment |  |  |  |  | costs_boiler_gas_lt_per_apartment | [12 empty] | dynamic | costs_boiler_gas_lt_per_apartment |  |  |  | # |  |  |  |  | costs_boiler_gas_lt_per_apartment
costs_boiler_gas_lt_per_sqm_living_area |  |  |  |  | costs_boiler_gas_lt_per_sqm_living_area | [12 empty] | dynamic | costs_boiler_gas_lt_per_sqm_living_area |  |  |  | # |  |  |  |  | costs_boiler_gas_lt_per_sqm_living_area
costs_boiler_gas_lt_per_sqm_living_area_exponent |  |  |  |  | costs_boiler_gas_lt_per_sqm_living_area_exponent | [12 empty] | dynamic | costs_boiler_gas_lt_per_sqm_living_area_exponent |  |  |  | # |  |  |  |  | costs_boiler_gas_lt_per_sqm_living_area_exponent
costs_boiler_gas_lt_per_kW |  |  |  |  | costs_boiler_gas_lt_per_kW | [12 empty] | dynamic | costs_boiler_gas_lt_per_kW |  |  |  | # |  |  |  |  | costs_boiler_gas_lt_per_kW
costs_boiler_gas_lt_per_kW_exponent |  |  |  |  | costs_boiler_gas_lt_per_kW_exponent | [12 empty] | dynamic | costs_boiler_gas_lt_per_kW_exponent |  |  |  | # |  |  |  |  | costs_boiler_gas_lt_per_kW_exponent
costs_boiler_gas_c_P_therm_min |  |  |  |  | costs_boiler_gas_c_P_therm_min | [12 empty] | dynamic | costs_boiler_gas_c_P_therm_min |  |  |  | # |  |  |  |  | costs_boiler_gas_c_P_therm_min
costs_boiler_gas_c_f_oversize |  |  |  |  | costs_boiler_gas_c_f_oversize | [12 empty] | dynamic | costs_boiler_gas_c_f_oversize |  |  |  | # |  |  |  |  | costs_boiler_gas_c_f_oversize
costs_boiler_gas_c_absolute |  |  |  |  | costs_boiler_gas_c_absolute | [12 empty] | dynamic | costs_boiler_gas_c_absolute |  |  |  | # |  |  |  |  | costs_boiler_gas_c_absolute
costs_boiler_gas_c_per_apartment |  |  |  |  | costs_boiler_gas_c_per_apartment | [12 empty] | dynamic | costs_boiler_gas_c_per_apartment |  |  |  | # |  |  |  |  | costs_boiler_gas_c_per_apartment
costs_boiler_gas_c_per_sqm_living_area |  |  |  |  | costs_boiler_gas_c_per_sqm_living_area | [12 empty] | dynamic | costs_boiler_gas_c_per_sqm_living_area |  |  |  | # |  |  |  |  | costs_boiler_gas_c_per_sqm_living_area
costs_boiler_gas_c_per_sqm_living_area_exponent |  |  |  |  | costs_boiler_gas_c_per_sqm_living_area_exponent | [12 empty] | dynamic | costs_boiler_gas_c_per_sqm_living_area_exponent |  |  |  | # |  |  |  |  | costs_boiler_gas_c_per_sqm_living_area_exponent
costs_boiler_gas_c_per_kW |  |  |  |  | costs_boiler_gas_c_per_kW | [12 empty] | dynamic | costs_boiler_gas_c_per_kW |  |  |  | # |  |  |  |  | costs_boiler_gas_c_per_kW
costs_boiler_gas_c_per_kW_exponent |  |  |  |  | costs_boiler_gas_c_per_kW_exponent | [12 empty] | dynamic | costs_boiler_gas_c_per_kW_exponent |  |  |  | # |  |  |  |  | costs_boiler_gas_c_per_kW_exponent
costs_boiler_oil_lt_P_therm_min |  |  |  |  | costs_boiler_oil_lt_P_therm_min | [12 empty] | dynamic | costs_boiler_oil_lt_P_therm_min |  |  |  | # |  |  |  |  | costs_boiler_oil_lt_P_therm_min
costs_boiler_oil_lt_f_oversize |  |  |  |  | costs_boiler_oil_lt_f_oversize | [12 empty] | dynamic | costs_boiler_oil_lt_f_oversize |  |  |  | # |  |  |  |  | costs_boiler_oil_lt_f_oversize
costs_boiler_oil_lt_absolute |  |  |  |  | costs_boiler_oil_lt_absolute | [12 empty] | dynamic | costs_boiler_oil_lt_absolute |  |  |  | # |  |  |  |  | costs_boiler_oil_lt_absolute
costs_boiler_oil_lt_per_apartment |  |  |  |  | costs_boiler_oil_lt_per_apartment | [12 empty] | dynamic | costs_boiler_oil_lt_per_apartment |  |  |  | # |  |  |  |  | costs_boiler_oil_lt_per_apartment
costs_boiler_oil_lt_per_sqm_living_area |  |  |  |  | costs_boiler_oil_lt_per_sqm_living_area | [12 empty] | dynamic | costs_boiler_oil_lt_per_sqm_living_area |  |  |  | # |  |  |  |  | costs_boiler_oil_lt_per_sqm_living_area
costs_boiler_oil_lt_per_sqm_living_area_exponent |  |  |  |  | costs_boiler_oil_lt_per_sqm_living_area_exponent | [12 empty] | dynamic | costs_boiler_oil_lt_per_sqm_living_area_exponent |  |  |  | # |  |  |  |  | costs_boiler_oil_lt_per_sqm_living_area_exponent
costs_boiler_oil_lt_per_kW |  |  |  |  | costs_boiler_oil_lt_per_kW | [12 empty] | dynamic | costs_boiler_oil_lt_per_kW |  |  |  | # |  |  |  |  | costs_boiler_oil_lt_per_kW
costs_boiler_oil_lt_per_kW_exponent |  |  |  |  | costs_boiler_oil_lt_per_kW_exponent | [12 empty] | dynamic | costs_boiler_oil_lt_per_kW_exponent |  |  |  | # |  |  |  |  | costs_boiler_oil_lt_per_kW_exponent
costs_boiler_oil_c_P_therm_min |  |  |  |  | costs_boiler_oil_c_P_therm_min | [12 empty] | dynamic | costs_boiler_oil_c_P_therm_min |  |  |  | # |  |  |  |  | costs_boiler_oil_c_P_therm_min
costs_boiler_oil_c_f_oversize |  |  |  |  | costs_boiler_oil_c_f_oversize | [12 empty] | dynamic | costs_boiler_oil_c_f_oversize |  |  |  | # |  |  |  |  | costs_boiler_oil_c_f_oversize
costs_boiler_oil_c_absolute |  |  |  |  | costs_boiler_oil_c_absolute | [12 empty] | dynamic | costs_boiler_oil_c_absolute |  |  |  | # |  |  |  |  | costs_boiler_oil_c_absolute
costs_boiler_oil_c_per_apartment |  |  |  |  | costs_boiler_oil_c_per_apartment | [12 empty] | dynamic | costs_boiler_oil_c_per_apartment |  |  |  | # |  |  |  |  | costs_boiler_oil_c_per_apartment
costs_boiler_oil_c_per_sqm_living_area |  |  |  |  | costs_boiler_oil_c_per_sqm_living_area | [12 empty] | dynamic | costs_boiler_oil_c_per_sqm_living_area |  |  |  | # |  |  |  |  | costs_boiler_oil_c_per_sqm_living_area
costs_boiler_oil_c_per_sqm_living_area_exponent |  |  |  |  | costs_boiler_oil_c_per_sqm_living_area_exponent | [12 empty] | dynamic | costs_boiler_oil_c_per_sqm_living_area_exponent |  |  |  | # |  |  |  |  | costs_boiler_oil_c_per_sqm_living_area_exponent
costs_boiler_oil_c_per_kW |  |  |  |  | costs_boiler_oil_c_per_kW | [12 empty] | dynamic | costs_boiler_oil_c_per_kW |  |  |  | # |  |  |  |  | costs_boiler_oil_c_per_kW
costs_boiler_oil_c_per_kW_exponent |  |  |  |  | costs_boiler_oil_c_per_kW_exponent | [12 empty] | dynamic | costs_boiler_oil_c_per_kW_exponent |  |  |  | # |  |  |  |  | costs_boiler_oil_c_per_kW_exponent
costs_boiler_gas_liquid_lt_P_therm_min |  |  |  |  | costs_boiler_gas_liquid_lt_P_therm_min | [12 empty] | dynamic | costs_boiler_gas_liquid_lt_P_therm_min |  |  |  | # |  |  |  |  | costs_boiler_gas_liquid_lt_P_therm_min
costs_boiler_gas_liquid_lt_f_oversize |  |  |  |  | costs_boiler_gas_liquid_lt_f_oversize | [12 empty] | dynamic | costs_boiler_gas_liquid_lt_f_oversize |  |  |  | # |  |  |  |  | costs_boiler_gas_liquid_lt_f_oversize
costs_boiler_gas_liquid_lt_absolute |  |  |  |  | costs_boiler_gas_liquid_lt_absolute | [12 empty] | dynamic | costs_boiler_gas_liquid_lt_absolute |  |  |  | # |  |  |  |  | costs_boiler_gas_liquid_lt_absolute
costs_boiler_gas_liquid_lt_per_apartment |  |  |  |  | costs_boiler_gas_liquid_lt_per_apartment | [12 empty] | dynamic | costs_boiler_gas_liquid_lt_per_apartment |  |  |  | # |  |  |  |  | costs_boiler_gas_liquid_lt_per_apartment
costs_boiler_gas_liquid_lt_per_sqm_living_area |  |  |  |  | costs_boiler_gas_liquid_lt_per_sqm_living_area | [12 empty] | dynamic | costs_boiler_gas_liquid_lt_per_sqm_living_area |  |  |  | # |  |  |  |  | costs_boiler_gas_liquid_lt_per_sqm_living_area
costs_boiler_gas_liquid_lt_per_sqm_living_area_exponent |  |  |  |  | costs_boiler_gas_liquid_lt_per_sqm_living_area_exponent | [12 empty] | dynamic | costs_boiler_gas_liquid_lt_per_sqm_living_area_exponent |  |  |  | # |  |  |  |  | costs_boiler_gas_liquid_lt_per_sqm_living_area_exponent
costs_boiler_gas_liquid_lt_per_kW |  |  |  |  | costs_boiler_gas_liquid_lt_per_kW | [12 empty] | dynamic | costs_boiler_gas_liquid_lt_per_kW |  |  |  | # |  |  |  |  | costs_boiler_gas_liquid_lt_per_kW
costs_boiler_gas_liquid_lt_per_kW_exponent |  |  |  |  | costs_boiler_gas_liquid_lt_per_kW_exponent | [12 empty] | dynamic | costs_boiler_gas_liquid_lt_per_kW_exponent |  |  |  | # |  |  |  |  | costs_boiler_gas_liquid_lt_per_kW_exponent
costs_boiler_gas_liquid_c_P_therm_min |  |  |  |  | costs_boiler_gas_liquid_c_P_therm_min | [12 empty] | dynamic | costs_boiler_gas_liquid_c_P_therm_min |  |  |  | # |  |  |  |  | costs_boiler_gas_liquid_c_P_therm_min
costs_boiler_gas_liquid_c_f_oversize |  |  |  |  | costs_boiler_gas_liquid_c_f_oversize | [12 empty] | dynamic | costs_boiler_gas_liquid_c_f_oversize |  |  |  | # |  |  |  |  | costs_boiler_gas_liquid_c_f_oversize
costs_boiler_gas_liquid_c_absolute |  |  |  |  | costs_boiler_gas_liquid_c_absolute | [12 empty] | dynamic | costs_boiler_gas_liquid_c_absolute |  |  |  | # |  |  |  |  | costs_boiler_gas_liquid_c_absolute
costs_boiler_gas_liquid_c_per_apartment |  |  |  |  | costs_boiler_gas_liquid_c_per_apartment | [12 empty] | dynamic | costs_boiler_gas_liquid_c_per_apartment |  |  |  | # |  |  |  |  | costs_boiler_gas_liquid_c_per_apartment
costs_boiler_gas_liquid_c_per_sqm_living_area |  |  |  |  | costs_boiler_gas_liquid_c_per_sqm_living_area | [12 empty] | dynamic | costs_boiler_gas_liquid_c_per_sqm_living_area |  |  |  | # |  |  |  |  | costs_boiler_gas_liquid_c_per_sqm_living_area
costs_boiler_gas_liquid_c_per_sqm_living_area_exponent |  |  |  |  | costs_boiler_gas_liquid_c_per_sqm_living_area_exponent | [12 empty] | dynamic | costs_boiler_gas_liquid_c_per_sqm_living_area_exponent |  |  |  | # |  |  |  |  | costs_boiler_gas_liquid_c_per_sqm_living_area_exponent
costs_boiler_gas_liquid_c_per_kW |  |  |  |  | costs_boiler_gas_liquid_c_per_kW | [12 empty] | dynamic | costs_boiler_gas_liquid_c_per_kW |  |  |  | # |  |  |  |  | costs_boiler_gas_liquid_c_per_kW
costs_boiler_gas_liquid_c_per_kW_exponent |  |  |  |  | costs_boiler_gas_liquid_c_per_kW_exponent | [12 empty] | dynamic | costs_boiler_gas_liquid_c_per_kW_exponent |  |  |  | # |  |  |  |  | costs_boiler_gas_liquid_c_per_kW_exponent
costs_boiler_costs_absolute_anyway |  |  |  |  | costs_boiler_costs_absolute_anyway | [12 empty] | dynamic | costs_boiler_costs_absolute_anyway |  |  |  | # |  |  |  |  | costs_boiler_costs_absolute_anyway
costs_boiler_f_costs_anyway |  |  |  |  | costs_boiler_f_costs_anyway | [12 empty] | dynamic | costs_boiler_f_costs_anyway |  |  |  | # |  |  |  |  | costs_boiler_f_costs_anyway
costs_boiler_annual_costs_maintanance |  |  |  |  | costs_boiler_annual_costs_maintanance | [12 empty] | dynamic | costs_boiler_annual_costs_maintanance |  |  |  | # |  |  |  |  | costs_boiler_annual_costs_maintanance
costs_biomass_ID |  |  |  |  | costs_biomass_ID | [12 empty] | dynamic | costs_biomass_ID |  |  |  | # |  |  |  |  | costs_biomass_ID
costs_biomass_name |  |  |  |  | costs_biomass_name | [12 empty] | dynamic | costs_biomass_name |  |  |  | # |  |  |  |  | costs_biomass_name
costs_biomass_description_1 |  |  |  |  | costs_biomass_description_1 | [12 empty] | dynamic | costs_biomass_description_1 |  |  |  | # |  |  |  |  | costs_biomass_description_1
costs_biomass_description_2 |  |  |  |  | costs_biomass_description_2 | [12 empty] | dynamic | costs_biomass_description_2 |  |  |  | # |  |  |  |  | costs_biomass_description_2
costs_biomass_pellets_P_therm_min |  |  |  |  | costs_biomass_pellets_P_therm_min | [12 empty] | dynamic | costs_biomass_pellets_P_therm_min |  |  |  | # |  |  |  |  | costs_biomass_pellets_P_therm_min
costs_biomass_pellets_f_oversize |  |  |  |  | costs_biomass_pellets_f_oversize | [12 empty] | dynamic | costs_biomass_pellets_f_oversize |  |  |  | # |  |  |  |  | costs_biomass_pellets_f_oversize
costs_biomass_pellets_absolute |  |  |  |  | costs_biomass_pellets_absolute | [12 empty] | dynamic | costs_biomass_pellets_absolute |  |  |  | # |  |  |  |  | costs_biomass_pellets_absolute
costs_biomass_pellets_per_apartment |  |  |  |  | costs_biomass_pellets_per_apartment | [12 empty] | dynamic | costs_biomass_pellets_per_apartment |  |  |  | # |  |  |  |  | costs_biomass_pellets_per_apartment
costs_biomass_pellets_per_sqm_living_area |  |  |  |  | costs_biomass_pellets_per_sqm_living_area | [12 empty] | dynamic | costs_biomass_pellets_per_sqm_living_area |  |  |  | # |  |  |  |  | costs_biomass_pellets_per_sqm_living_area
costs_biomass_pellets_per_sqm_living_area_exponent |  |  |  |  | costs_biomass_pellets_per_sqm_living_area_exponent | [12 empty] | dynamic | costs_biomass_pellets_per_sqm_living_area_exponent |  |  |  | # |  |  |  |  | costs_biomass_pellets_per_sqm_living_area_exponent
costs_biomass_pellets_per_kW |  |  |  |  | costs_biomass_pellets_per_kW | [12 empty] | dynamic | costs_biomass_pellets_per_kW |  |  |  | # |  |  |  |  | costs_biomass_pellets_per_kW
costs_biomass_pellets_per_kW_exponent |  |  |  |  | costs_biomass_pellets_per_kW_exponent | [12 empty] | dynamic | costs_biomass_pellets_per_kW_exponent |  |  |  | # |  |  |  |  | costs_biomass_pellets_per_kW_exponent
costs_biomass_firewood_P_therm_min |  |  |  |  | costs_biomass_firewood_P_therm_min | [12 empty] | dynamic | costs_biomass_firewood_P_therm_min |  |  |  | # |  |  |  |  | costs_biomass_firewood_P_therm_min
costs_biomass_firewood_f_oversize |  |  |  |  | costs_biomass_firewood_f_oversize | [12 empty] | dynamic | costs_biomass_firewood_f_oversize |  |  |  | # |  |  |  |  | costs_biomass_firewood_f_oversize
costs_biomass_firewood_absolute |  |  |  |  | costs_biomass_firewood_absolute | [12 empty] | dynamic | costs_biomass_firewood_absolute |  |  |  | # |  |  |  |  | costs_biomass_firewood_absolute
costs_biomass_firewood_per_apartment |  |  |  |  | costs_biomass_firewood_per_apartment | [12 empty] | dynamic | costs_biomass_firewood_per_apartment |  |  |  | # |  |  |  |  | costs_biomass_firewood_per_apartment
costs_biomass_firewood_per_sqm_living_area |  |  |  |  | costs_biomass_firewood_per_sqm_living_area | [12 empty] | dynamic | costs_biomass_firewood_per_sqm_living_area |  |  |  | # |  |  |  |  | costs_biomass_firewood_per_sqm_living_area
costs_biomass_firewood_per_sqm_living_area_exponent |  |  |  |  | costs_biomass_firewood_per_sqm_living_area_exponent | [12 empty] | dynamic | costs_biomass_firewood_per_sqm_living_area_exponent |  |  |  | # |  |  |  |  | costs_biomass_firewood_per_sqm_living_area_exponent
costs_biomass_firewood_per_kW |  |  |  |  | costs_biomass_firewood_per_kW | [12 empty] | dynamic | costs_biomass_firewood_per_kW |  |  |  | # |  |  |  |  | costs_biomass_firewood_per_kW
costs_biomass_firewood_per_kW_exponent |  |  |  |  | costs_biomass_firewood_per_kW_exponent | [12 empty] | dynamic | costs_biomass_firewood_per_kW_exponent |  |  |  | # |  |  |  |  | costs_biomass_firewood_per_kW_exponent
costs_biomass_costs_absolute_anyway |  |  |  |  | costs_biomass_costs_absolute_anyway | [12 empty] | dynamic | costs_biomass_costs_absolute_anyway |  |  |  | # |  |  |  |  | costs_biomass_costs_absolute_anyway
costs_biomass_f_costs_anyway |  |  |  |  | costs_biomass_f_costs_anyway | [12 empty] | dynamic | costs_biomass_f_costs_anyway |  |  |  | # |  |  |  |  | costs_biomass_f_costs_anyway
costs_biomass_annual_costs_maintanance |  |  |  |  | costs_biomass_annual_costs_maintanance | [12 empty] | dynamic | costs_biomass_annual_costs_maintanance |  |  |  | # |  |  |  |  | costs_biomass_annual_costs_maintanance
costs_hp_ID |  |  |  |  | costs_hp_ID | [12 empty] | dynamic | costs_hp_ID |  |  |  | # |  |  |  |  | costs_hp_ID
costs_hp_name |  |  |  |  | costs_hp_name | [12 empty] | dynamic | costs_hp_name |  |  |  | # |  |  |  |  | costs_hp_name
costs_hp_description_1 |  |  |  |  | costs_hp_description_1 | [12 empty] | dynamic | costs_hp_description_1 |  |  |  | # |  |  |  |  | costs_hp_description_1
costs_hp_description_2 |  |  |  |  | costs_hp_description_2 | [12 empty] | dynamic | costs_hp_description_2 |  |  |  | # |  |  |  |  | costs_hp_description_2
costs_hp_air_P_therm_min |  |  |  |  | costs_hp_air_P_therm_min | [12 empty] | dynamic | costs_hp_air_P_therm_min |  |  |  | # |  |  |  |  | costs_hp_air_P_therm_min
costs_hp_air_f_oversize |  |  |  |  | costs_hp_air_f_oversize | [12 empty] | dynamic | costs_hp_air_f_oversize |  |  |  | # |  |  |  |  | costs_hp_air_f_oversize
costs_hp_air_absolute |  |  |  |  | costs_hp_air_absolute | [12 empty] | dynamic | costs_hp_air_absolute |  |  |  | # |  |  |  |  | costs_hp_air_absolute
costs_hp_air_per_apartment |  |  |  |  | costs_hp_air_per_apartment | [12 empty] | dynamic | costs_hp_air_per_apartment |  |  |  | # |  |  |  |  | costs_hp_air_per_apartment
costs_hp_air_per_sqm_living_area |  |  |  |  | costs_hp_air_per_sqm_living_area | [12 empty] | dynamic | costs_hp_air_per_sqm_living_area |  |  |  | # |  |  |  |  | costs_hp_air_per_sqm_living_area
costs_hp_air_per_sqm_living_area_exponent |  |  |  |  | costs_hp_air_per_sqm_living_area_exponent | [12 empty] | dynamic | costs_hp_air_per_sqm_living_area_exponent |  |  |  | # |  |  |  |  | costs_hp_air_per_sqm_living_area_exponent
costs_hp_air_per_kW |  |  |  |  | costs_hp_air_per_kW | [12 empty] | dynamic | costs_hp_air_per_kW |  |  |  | # |  |  |  |  | costs_hp_air_per_kW
costs_hp_air_per_kW_exponent |  |  |  |  | costs_hp_air_per_kW_exponent | [12 empty] | dynamic | costs_hp_air_per_kW_exponent |  |  |  | # |  |  |  |  | costs_hp_air_per_kW_exponent
costs_hp_soil_P_therm_min |  |  |  |  | costs_hp_soil_P_therm_min | [12 empty] | dynamic | costs_hp_soil_P_therm_min |  |  |  | # |  |  |  |  | costs_hp_soil_P_therm_min
costs_hp_soil_f_oversize |  |  |  |  | costs_hp_soil_f_oversize | [12 empty] | dynamic | costs_hp_soil_f_oversize |  |  |  | # |  |  |  |  | costs_hp_soil_f_oversize
costs_hp_soil_absolute |  |  |  |  | costs_hp_soil_absolute | [12 empty] | dynamic | costs_hp_soil_absolute |  |  |  | # |  |  |  |  | costs_hp_soil_absolute
costs_hp_soil_per_apartment |  |  |  |  | costs_hp_soil_per_apartment | [12 empty] | dynamic | costs_hp_soil_per_apartment |  |  |  | # |  |  |  |  | costs_hp_soil_per_apartment
costs_hp_soil_per_sqm_living_area |  |  |  |  | costs_hp_soil_per_sqm_living_area | [12 empty] | dynamic | costs_hp_soil_per_sqm_living_area |  |  |  | # |  |  |  |  | costs_hp_soil_per_sqm_living_area
costs_hp_soil_per_sqm_living_area_exponent |  |  |  |  | costs_hp_soil_per_sqm_living_area_exponent | [12 empty] | dynamic | costs_hp_soil_per_sqm_living_area_exponent |  |  |  | # |  |  |  |  | costs_hp_soil_per_sqm_living_area_exponent
costs_hp_soil_per_kW |  |  |  |  | costs_hp_soil_per_kW | [12 empty] | dynamic | costs_hp_soil_per_kW |  |  |  | # |  |  |  |  | costs_hp_soil_per_kW
costs_hp_soil_per_kW_exponent |  |  |  |  | costs_hp_soil_per_kW_exponent | [12 empty] | dynamic | costs_hp_soil_per_kW_exponent |  |  |  | # |  |  |  |  | costs_hp_soil_per_kW_exponent
costs_hp_costs_absolute_anyway |  |  |  |  | costs_hp_costs_absolute_anyway | [12 empty] | dynamic | costs_hp_costs_absolute_anyway |  |  |  | # |  |  |  |  | costs_hp_costs_absolute_anyway
costs_hp_f_costs_anyway |  |  |  |  | costs_hp_f_costs_anyway | [12 empty] | dynamic | costs_hp_f_costs_anyway |  |  |  | # |  |  |  |  | costs_hp_f_costs_anyway
costs_hp_annual_costs_maintanance |  |  |  |  | costs_hp_annual_costs_maintanance | [12 empty] | dynamic | costs_hp_annual_costs_maintanance |  |  |  | # |  |  |  |  | costs_hp_annual_costs_maintanance
costs_district_heating_ID |  |  |  |  | costs_district_heating_ID | [12 empty] | dynamic | costs_district_heating_ID |  |  |  | # |  |  |  |  | costs_district_heating_ID
costs_district_heating_name |  |  |  |  | costs_district_heating_name | [12 empty] | dynamic | costs_district_heating_name |  |  |  | # |  |  |  |  | costs_district_heating_name
costs_district_heating_description_1 |  |  |  |  | costs_district_heating_description_1 | [12 empty] | dynamic | costs_district_heating_description_1 |  |  |  | # |  |  |  |  | costs_district_heating_description_1
costs_district_heating_description_2 |  |  |  |  | costs_district_heating_description_2 | [12 empty] | dynamic | costs_district_heating_description_2 |  |  |  | # |  |  |  |  | costs_district_heating_description_2
costs_district_heating_b_P_therm_min |  |  |  |  | costs_district_heating_b_P_therm_min | [12 empty] | dynamic | costs_district_heating_b_P_therm_min |  |  |  | # |  |  |  |  | costs_district_heating_b_P_therm_min
costs_district_heating_b_f_oversize |  |  |  |  | costs_district_heating_b_f_oversize | [12 empty] | dynamic | costs_district_heating_b_f_oversize |  |  |  | # |  |  |  |  | costs_district_heating_b_f_oversize
costs_district_heating_b_absolute |  |  |  |  | costs_district_heating_b_absolute | [12 empty] | dynamic | costs_district_heating_b_absolute |  |  |  | # |  |  |  |  | costs_district_heating_b_absolute
costs_district_heating_b_per_apartment |  |  |  |  | costs_district_heating_b_per_apartment | [12 empty] | dynamic | costs_district_heating_b_per_apartment |  |  |  | # |  |  |  |  | costs_district_heating_b_per_apartment
costs_district_heating_b_per_sqm_living_area |  |  |  |  | costs_district_heating_b_per_sqm_living_area | [12 empty] | dynamic | costs_district_heating_b_per_sqm_living_area |  |  |  | # |  |  |  |  | costs_district_heating_b_per_sqm_living_area
costs_district_heating_b_per_sqm_living_area_exponent |  |  |  |  | costs_district_heating_b_per_sqm_living_area_exponent | [12 empty] | dynamic | costs_district_heating_b_per_sqm_living_area_exponent |  |  |  | # |  |  |  |  | costs_district_heating_b_per_sqm_living_area_exponent
costs_district_heating_b_per_kW |  |  |  |  | costs_district_heating_b_per_kW | [12 empty] | dynamic | costs_district_heating_b_per_kW |  |  |  | # |  |  |  |  | costs_district_heating_b_per_kW
costs_district_heating_b_per_kW_exponent |  |  |  |  | costs_district_heating_b_per_kW_exponent | [12 empty] | dynamic | costs_district_heating_b_per_kW_exponent |  |  |  | # |  |  |  |  | costs_district_heating_b_per_kW_exponent
costs_district_heating_chp_P_therm_min |  |  |  |  | costs_district_heating_chp_P_therm_min | [12 empty] | dynamic | costs_district_heating_chp_P_therm_min |  |  |  | # |  |  |  |  | costs_district_heating_chp_P_therm_min
costs_district_heating_chp_f_oversize |  |  |  |  | costs_district_heating_chp_f_oversize | [12 empty] | dynamic | costs_district_heating_chp_f_oversize |  |  |  | # |  |  |  |  | costs_district_heating_chp_f_oversize
costs_district_heating_chp_absolute |  |  |  |  | costs_district_heating_chp_absolute | [12 empty] | dynamic | costs_district_heating_chp_absolute |  |  |  | # |  |  |  |  | costs_district_heating_chp_absolute
costs_district_heating_chp_per_apartment |  |  |  |  | costs_district_heating_chp_per_apartment | [12 empty] | dynamic | costs_district_heating_chp_per_apartment |  |  |  | # |  |  |  |  | costs_district_heating_chp_per_apartment
costs_district_heating_chp_per_sqm_living_area |  |  |  |  | costs_district_heating_chp_per_sqm_living_area | [12 empty] | dynamic | costs_district_heating_chp_per_sqm_living_area |  |  |  | # |  |  |  |  | costs_district_heating_chp_per_sqm_living_area
costs_district_heating_chp_per_sqm_living_area_exponent |  |  |  |  | costs_district_heating_chp_per_sqm_living_area_exponent | [12 empty] | dynamic | costs_district_heating_chp_per_sqm_living_area_exponent |  |  |  | # |  |  |  |  | costs_district_heating_chp_per_sqm_living_area_exponent
costs_district_heating_chp_per_kW |  |  |  |  | costs_district_heating_chp_per_kW | [12 empty] | dynamic | costs_district_heating_chp_per_kW |  |  |  | # |  |  |  |  | costs_district_heating_chp_per_kW
costs_district_heating_chp_per_kW_exponent |  |  |  |  | costs_district_heating_chp_per_kW_exponent | [12 empty] | dynamic | costs_district_heating_chp_per_kW_exponent |  |  |  | # |  |  |  |  | costs_district_heating_chp_per_kW_exponent
costs_district_heating_costs_absolute_anyway |  |  |  |  | costs_district_heating_costs_absolute_anyway | [12 empty] | dynamic | costs_district_heating_costs_absolute_anyway |  |  |  | # |  |  |  |  | costs_district_heating_costs_absolute_anyway
costs_district_heating_f_costs_anyway |  |  |  |  | costs_district_heating_f_costs_anyway | [12 empty] | dynamic | costs_district_heating_f_costs_anyway |  |  |  | # |  |  |  |  | costs_district_heating_f_costs_anyway
costs_district_heating_annual_costs_maintanance |  |  |  |  | costs_district_heating_annual_costs_maintanance | [12 empty] | dynamic | costs_district_heating_annual_costs_maintanance |  |  |  | # |  |  |  |  | costs_district_heating_annual_costs_maintanance
costs_heating_distribution_ID |  |  |  |  | costs_heating_distribution_ID | [12 empty] | dynamic | costs_heating_distribution_ID |  |  |  | # |  |  |  |  | costs_heating_distribution_ID
costs_heating_distribution_name |  |  |  |  | costs_heating_distribution_name | [12 empty] | dynamic | costs_heating_distribution_name |  |  |  | # |  |  |  |  | costs_heating_distribution_name
costs_heating_distribution_description_1 |  |  |  |  | costs_heating_distribution_description_1 | [12 empty] | dynamic | costs_heating_distribution_description_1 |  |  |  | # |  |  |  |  | costs_heating_distribution_description_1
costs_heating_distribution_description_2 |  |  |  |  | costs_heating_distribution_description_2 | [12 empty] | dynamic | costs_heating_distribution_description_2 |  |  |  | # |  |  |  |  | costs_heating_distribution_description_2
costs_heating_distribution_insulation_ext_absolute |  |  |  |  | costs_heating_distribution_insulation_ext_absolute | [12 empty] | dynamic | costs_heating_distribution_insulation_ext_absolute |  |  |  | # |  |  |  |  | costs_heating_distribution_insulation_ext_absolute
costs_heating_distribution_insulation_ext_per_apartment |  |  |  |  | costs_heating_distribution_insulation_ext_per_apartment | [12 empty] | dynamic | costs_heating_distribution_insulation_ext_per_apartment |  |  |  | # |  |  |  |  | costs_heating_distribution_insulation_ext_per_apartment
costs_heating_distribution_insulation_ext_per_sqm_living_area |  |  |  |  | costs_heating_distribution_insulation_ext_per_sqm_living_area | [12 empty] | dynamic | costs_heating_distribution_insulation_ext_per_sqm_living_area |  |  |  | # |  |  |  |  | costs_heating_distribution_insulation_ext_per_sqm_living_area
costs_heating_distribution_insulation_ext_per_sqm_living_area_exponent |  |  |  |  | costs_heating_distribution_insulation_ext_per_sqm_living_area_exponent | [12 empty] | dynamic | costs_heating_distribution_insulation_ext_per_sqm_living_area_exponent |  |  |  | # |  |  |  |  | costs_heating_distribution_insulation_ext_per_sqm_living_area_exponent
costs_heating_distribution_insulation_ext_per_sqm_basement_area |  |  |  |  | costs_heating_distribution_insulation_ext_per_sqm_basement_area | [12 empty] | dynamic | costs_heating_distribution_insulation_ext_per_sqm_basement_area |  |  |  | # |  |  |  |  | costs_heating_distribution_insulation_ext_per_sqm_basement_area
costs_heating_distribution_insulation_ext_per_storey |  |  |  |  | costs_heating_distribution_insulation_ext_per_storey | [12 empty] | dynamic | costs_heating_distribution_insulation_ext_per_storey |  |  |  | # |  |  |  |  | costs_heating_distribution_insulation_ext_per_storey
costs_heating_distribution_insulation_int_absolute |  |  |  |  | costs_heating_distribution_insulation_int_absolute | [12 empty] | dynamic | costs_heating_distribution_insulation_int_absolute |  |  |  | # |  |  |  |  | costs_heating_distribution_insulation_int_absolute
costs_heating_distribution_insulation_int_per_apartment |  |  |  |  | costs_heating_distribution_insulation_int_per_apartment | [12 empty] | dynamic | costs_heating_distribution_insulation_int_per_apartment |  |  |  | # |  |  |  |  | costs_heating_distribution_insulation_int_per_apartment
costs_heating_distribution_insulation_int_per_sqm_living_area |  |  |  |  | costs_heating_distribution_insulation_int_per_sqm_living_area | [12 empty] | dynamic | costs_heating_distribution_insulation_int_per_sqm_living_area |  |  |  | # |  |  |  |  | costs_heating_distribution_insulation_int_per_sqm_living_area
costs_heating_distribution_insulation_int_per_sqm_living_area_exponent |  |  |  |  | costs_heating_distribution_insulation_int_per_sqm_living_area_exponent | [12 empty] | dynamic | costs_heating_distribution_insulation_int_per_sqm_living_area_exponent |  |  |  | # |  |  |  |  | costs_heating_distribution_insulation_int_per_sqm_living_area_exponent
costs_heating_distribution_insulation_int_per_sqm_basement_area |  |  |  |  | costs_heating_distribution_insulation_int_per_sqm_basement_area | [12 empty] | dynamic | costs_heating_distribution_insulation_int_per_sqm_basement_area |  |  |  | # |  |  |  |  | costs_heating_distribution_insulation_int_per_sqm_basement_area
costs_heating_distribution_insulation_int_per_storey |  |  |  |  | costs_heating_distribution_insulation_int_per_storey | [12 empty] | dynamic | costs_heating_distribution_insulation_int_per_storey |  |  |  | # |  |  |  |  | costs_heating_distribution_insulation_int_per_storey
costs_heating_distribution_new_install_ext_absolute |  |  |  |  | costs_heating_distribution_new_install_ext_absolute | [12 empty] | dynamic | costs_heating_distribution_new_install_ext_absolute |  |  |  | # |  |  |  |  | costs_heating_distribution_new_install_ext_absolute
costs_heating_distribution_new_install_ext_per_apartment |  |  |  |  | costs_heating_distribution_new_install_ext_per_apartment | [12 empty] | dynamic | costs_heating_distribution_new_install_ext_per_apartment |  |  |  | # |  |  |  |  | costs_heating_distribution_new_install_ext_per_apartment
costs_heating_distribution_new_install_ext_per_sqm_living_area |  |  |  |  | costs_heating_distribution_new_install_ext_per_sqm_living_area | [12 empty] | dynamic | costs_heating_distribution_new_install_ext_per_sqm_living_area |  |  |  | # |  |  |  |  | costs_heating_distribution_new_install_ext_per_sqm_living_area
costs_heating_distribution_new_install_ext_per_sqm_living_area_exponent |  |  |  |  | costs_heating_distribution_new_install_ext_per_sqm_living_area_exponent | [12 empty] | dynamic | costs_heating_distribution_new_install_ext_per_sqm_living_area_exponent |  |  |  | # |  |  |  |  | costs_heating_distribution_new_install_ext_per_sqm_living_area_exponent
costs_heating_distribution_new_install_ext_per_sqm_basement_area |  |  |  |  | costs_heating_distribution_new_install_ext_per_sqm_basement_area | [12 empty] | dynamic | costs_heating_distribution_new_install_ext_per_sqm_basement_area |  |  |  | # |  |  |  |  | costs_heating_distribution_new_install_ext_per_sqm_basement_area
costs_heating_distribution_new_install_ext_per_storey |  |  |  |  | costs_heating_distribution_new_install_ext_per_storey | [12 empty] | dynamic | costs_heating_distribution_new_install_ext_per_storey |  |  |  | # |  |  |  |  | costs_heating_distribution_new_install_ext_per_storey
costs_heating_distribution_new_install_int_absolute |  |  |  |  | costs_heating_distribution_new_install_int_absolute | [12 empty] | dynamic | costs_heating_distribution_new_install_int_absolute |  |  |  | # |  |  |  |  | costs_heating_distribution_new_install_int_absolute
costs_heating_distribution_new_install_int_per_apartment |  |  |  |  | costs_heating_distribution_new_install_int_per_apartment | [12 empty] | dynamic | costs_heating_distribution_new_install_int_per_apartment |  |  |  | # |  |  |  |  | costs_heating_distribution_new_install_int_per_apartment
costs_heating_distribution_new_install_int_per_sqm_living_area |  |  |  |  | costs_heating_distribution_new_install_int_per_sqm_living_area | [12 empty] | dynamic | costs_heating_distribution_new_install_int_per_sqm_living_area |  |  |  | # |  |  |  |  | costs_heating_distribution_new_install_int_per_sqm_living_area
costs_heating_distribution_new_install_int_per_sqm_living_area_exponent |  |  |  |  | costs_heating_distribution_new_install_int_per_sqm_living_area_exponent | [12 empty] | dynamic | costs_heating_distribution_new_install_int_per_sqm_living_area_exponent |  |  |  | # |  |  |  |  | costs_heating_distribution_new_install_int_per_sqm_living_area_exponent
costs_heating_distribution_new_install_int_per_sqm_basement_area |  |  |  |  | costs_heating_distribution_new_install_int_per_sqm_basement_area | [12 empty] | dynamic | costs_heating_distribution_new_install_int_per_sqm_basement_area |  |  |  | # |  |  |  |  | costs_heating_distribution_new_install_int_per_sqm_basement_area
costs_heating_distribution_new_install_int_per_storey |  |  |  |  | costs_heating_distribution_new_install_int_per_storey | [12 empty] | dynamic | costs_heating_distribution_new_install_int_per_storey |  |  |  | # |  |  |  |  | costs_heating_distribution_new_install_int_per_storey
costs_heating_distribution_costs_absolute_anyway |  |  |  |  | costs_heating_distribution_costs_absolute_anyway | [12 empty] | dynamic | costs_heating_distribution_costs_absolute_anyway |  |  |  | # |  |  |  |  | costs_heating_distribution_costs_absolute_anyway
costs_heating_distribution_f_costs_anyway |  |  |  |  | costs_heating_distribution_f_costs_anyway | [12 empty] | dynamic | costs_heating_distribution_f_costs_anyway |  |  |  | # |  |  |  |  | costs_heating_distribution_f_costs_anyway
costs_heating_distribution_annual_costs_maintanance |  |  |  |  | costs_heating_distribution_annual_costs_maintanance | [12 empty] | dynamic | costs_heating_distribution_annual_costs_maintanance |  |  |  | # |  |  |  |  | costs_heating_distribution_annual_costs_maintanance
costs_dhw_ID |  |  |  |  | costs_dhw_ID | [12 empty] | dynamic | costs_dhw_ID |  |  |  | # |  |  |  |  | costs_dhw_ID
costs_dhw_name |  |  |  |  | costs_dhw_name | [12 empty] | dynamic | costs_dhw_name |  |  |  | # |  |  |  |  | costs_dhw_name
costs_dhw_description_1 |  |  |  |  | costs_dhw_description_1 | [12 empty] | dynamic | costs_dhw_description_1 |  |  |  | # |  |  |  |  | costs_dhw_description_1
costs_dhw_description_2 |  |  |  |  | costs_dhw_description_2 | [12 empty] | dynamic | costs_dhw_description_2 |  |  |  | # |  |  |  |  | costs_dhw_description_2
costs_dhw_new_install_ext_absolute |  |  |  |  | costs_dhw_new_install_ext_absolute | [12 empty] | dynamic | costs_dhw_new_install_ext_absolute |  |  |  | # |  |  |  |  | costs_dhw_new_install_ext_absolute
costs_dhw_new_install_ext_per_apartment |  |  |  |  | costs_dhw_new_install_ext_per_apartment | [12 empty] | dynamic | costs_dhw_new_install_ext_per_apartment |  |  |  | # |  |  |  |  | costs_dhw_new_install_ext_per_apartment
costs_dhw_new_install_ext_per_sqm_living_area |  |  |  |  | costs_dhw_new_install_ext_per_sqm_living_area | [12 empty] | dynamic | costs_dhw_new_install_ext_per_sqm_living_area |  |  |  | # |  |  |  |  | costs_dhw_new_install_ext_per_sqm_living_area
costs_dhw_new_install_ext_per_sqm_living_area_exponent |  |  |  |  | costs_dhw_new_install_ext_per_sqm_living_area_exponent | [12 empty] | dynamic | costs_dhw_new_install_ext_per_sqm_living_area_exponent |  |  |  | # |  |  |  |  | costs_dhw_new_install_ext_per_sqm_living_area_exponent
costs_dhw_new_install_ext_per_sqm_basement_area |  |  |  |  | costs_dhw_new_install_ext_per_sqm_basement_area | [12 empty] | dynamic | costs_dhw_new_install_ext_per_sqm_basement_area |  |  |  | # |  |  |  |  | costs_dhw_new_install_ext_per_sqm_basement_area
costs_dhw_new_install_ext_per_storey |  |  |  |  | costs_dhw_new_install_ext_per_storey | [12 empty] | dynamic | costs_dhw_new_install_ext_per_storey |  |  |  | # |  |  |  |  | costs_dhw_new_install_ext_per_storey
costs_dhw_new_install_int_absolute |  |  |  |  | costs_dhw_new_install_int_absolute | [12 empty] | dynamic | costs_dhw_new_install_int_absolute |  |  |  | # |  |  |  |  | costs_dhw_new_install_int_absolute
costs_dhw_new_install_int_per_apartment |  |  |  |  | costs_dhw_new_install_int_per_apartment | [12 empty] | dynamic | costs_dhw_new_install_int_per_apartment |  |  |  | # |  |  |  |  | costs_dhw_new_install_int_per_apartment
costs_dhw_new_install_int_per_sqm_living_area |  |  |  |  | costs_dhw_new_install_int_per_sqm_living_area | [12 empty] | dynamic | costs_dhw_new_install_int_per_sqm_living_area |  |  |  | # |  |  |  |  | costs_dhw_new_install_int_per_sqm_living_area
costs_dhw_new_install_int_per_sqm_living_area_exponent |  |  |  |  | costs_dhw_new_install_int_per_sqm_living_area_exponent | [12 empty] | dynamic | costs_dhw_new_install_int_per_sqm_living_area_exponent |  |  |  | # |  |  |  |  | costs_dhw_new_install_int_per_sqm_living_area_exponent
costs_dhw_new_install_int_per_sqm_basement_area |  |  |  |  | costs_dhw_new_install_int_per_sqm_basement_area | [12 empty] | dynamic | costs_dhw_new_install_int_per_sqm_basement_area |  |  |  | # |  |  |  |  | costs_dhw_new_install_int_per_sqm_basement_area
costs_dhw_new_install_int_per_storey |  |  |  |  | costs_dhw_new_install_int_per_storey | [12 empty] | dynamic | costs_dhw_new_install_int_per_storey |  |  |  | # |  |  |  |  | costs_dhw_new_install_int_per_storey
costs_dhw_insulation_ext_absolute |  |  |  |  | costs_dhw_insulation_ext_absolute | [12 empty] | dynamic | costs_dhw_insulation_ext_absolute |  |  |  | # |  |  |  |  | costs_dhw_insulation_ext_absolute
costs_dhw_insulation_ext_per_apartment |  |  |  |  | costs_dhw_insulation_ext_per_apartment | [12 empty] | dynamic | costs_dhw_insulation_ext_per_apartment |  |  |  | # |  |  |  |  | costs_dhw_insulation_ext_per_apartment
costs_dhw_insulation_ext_per_sqm_living_area |  |  |  |  | costs_dhw_insulation_ext_per_sqm_living_area | [12 empty] | dynamic | costs_dhw_insulation_ext_per_sqm_living_area |  |  |  | # |  |  |  |  | costs_dhw_insulation_ext_per_sqm_living_area
costs_dhw_insulation_ext_per_sqm_living_area_exponent |  |  |  |  | costs_dhw_insulation_ext_per_sqm_living_area_exponent | [12 empty] | dynamic | costs_dhw_insulation_ext_per_sqm_living_area_exponent |  |  |  | # |  |  |  |  | costs_dhw_insulation_ext_per_sqm_living_area_exponent
costs_dhw_insulation_ext_per_sqm_basement_area |  |  |  |  | costs_dhw_insulation_ext_per_sqm_basement_area | [12 empty] | dynamic | costs_dhw_insulation_ext_per_sqm_basement_area |  |  |  | # |  |  |  |  | costs_dhw_insulation_ext_per_sqm_basement_area
costs_dhw_insulation_ext_per_storey |  |  |  |  | costs_dhw_insulation_ext_per_storey | [12 empty] | dynamic | costs_dhw_insulation_ext_per_storey |  |  |  | # |  |  |  |  | costs_dhw_insulation_ext_per_storey
costs_dhw_insulation_int_absolute |  |  |  |  | costs_dhw_insulation_int_absolute | [12 empty] | dynamic | costs_dhw_insulation_int_absolute |  |  |  | # |  |  |  |  | costs_dhw_insulation_int_absolute
costs_dhw_insulation_int_per_apartment |  |  |  |  | costs_dhw_insulation_int_per_apartment | [12 empty] | dynamic | costs_dhw_insulation_int_per_apartment |  |  |  | # |  |  |  |  | costs_dhw_insulation_int_per_apartment
costs_dhw_insulation_int_per_sqm_living_area |  |  |  |  | costs_dhw_insulation_int_per_sqm_living_area | [12 empty] | dynamic | costs_dhw_insulation_int_per_sqm_living_area |  |  |  | # |  |  |  |  | costs_dhw_insulation_int_per_sqm_living_area
costs_dhw_insulation_int_per_sqm_living_area_exponent |  |  |  |  | costs_dhw_insulation_int_per_sqm_living_area_exponent | [12 empty] | dynamic | costs_dhw_insulation_int_per_sqm_living_area_exponent |  |  |  | # |  |  |  |  | costs_dhw_insulation_int_per_sqm_living_area_exponent
costs_dhw_insulation_int_per_sqm_basement_area |  |  |  |  | costs_dhw_insulation_int_per_sqm_basement_area | [12 empty] | dynamic | costs_dhw_insulation_int_per_sqm_basement_area |  |  |  | # |  |  |  |  | costs_dhw_insulation_int_per_sqm_basement_area
costs_dhw_insulation_int_per_storey |  |  |  |  | costs_dhw_insulation_int_per_storey | [12 empty] | dynamic | costs_dhw_insulation_int_per_storey |  |  |  | # |  |  |  |  | costs_dhw_insulation_int_per_storey
costs_dhw_costs_absolute_anyway |  |  |  |  | costs_dhw_costs_absolute_anyway | [12 empty] | dynamic | costs_dhw_costs_absolute_anyway |  |  |  | # |  |  |  |  | costs_dhw_costs_absolute_anyway
costs_dhw_f_costs_anyway |  |  |  |  | costs_dhw_f_costs_anyway | [12 empty] | dynamic | costs_dhw_f_costs_anyway |  |  |  | # |  |  |  |  | costs_dhw_f_costs_anyway
costs_dhw_annual_costs_maintanance |  |  |  |  | costs_dhw_annual_costs_maintanance | [12 empty] | dynamic | costs_dhw_annual_costs_maintanance |  |  |  | # |  |  |  |  | costs_dhw_annual_costs_maintanance
costs_sol_ID |  |  |  |  | costs_sol_ID | [12 empty] | dynamic | costs_sol_ID |  |  |  | # |  |  |  |  | costs_sol_ID
costs_sol_name |  |  |  |  | costs_sol_name | [12 empty] | dynamic | costs_sol_name |  |  |  | # |  |  |  |  | costs_sol_name
costs_sol_description_1 |  |  |  |  | costs_sol_description_1 | [12 empty] | dynamic | costs_sol_description_1 |  |  |  | # |  |  |  |  | costs_sol_description_1
costs_sol_description_2 |  |  |  |  | costs_sol_description_2 | [12 empty] | dynamic | costs_sol_description_2 |  |  |  | # |  |  |  |  | costs_sol_description_2
costs_sol_absolute |  |  |  |  | costs_sol_absolute | [12 empty] | dynamic | costs_sol_absolute |  |  |  | # |  |  |  |  | costs_sol_absolute
costs_sol_per_apartment |  |  |  |  | costs_sol_per_apartment | [12 empty] | dynamic | costs_sol_per_apartment |  |  |  | # |  |  |  |  | costs_sol_per_apartment
costs_sol_per_apartment_exponent |  |  |  |  | costs_sol_per_apartment_exponent | [12 empty] | dynamic | costs_sol_per_apartment_exponent |  |  |  | # |  |  |  |  | costs_sol_per_apartment_exponent
costs_sol_per_sqm_living_area |  |  |  |  | costs_sol_per_sqm_living_area | [12 empty] | dynamic | costs_sol_per_sqm_living_area |  |  |  | # |  |  |  |  | costs_sol_per_sqm_living_area
costs_sol_per_sqm_living_area_exponent |  |  |  |  | costs_sol_per_sqm_living_area_exponent | [12 empty] | dynamic | costs_sol_per_sqm_living_area_exponent |  |  |  | # |  |  |  |  | costs_sol_per_sqm_living_area_exponent
costs_sol_costs_absolute_anyway |  |  |  |  | costs_sol_costs_absolute_anyway | [12 empty] | dynamic | costs_sol_costs_absolute_anyway |  |  |  | # |  |  |  |  | costs_sol_costs_absolute_anyway
costs_sol_f_costs_anyway |  |  |  |  | costs_sol_f_costs_anyway | [12 empty] | dynamic | costs_sol_f_costs_anyway |  |  |  | # |  |  |  |  | costs_sol_f_costs_anyway
costs_sol_annual_costs_maintanance |  |  |  |  | costs_sol_annual_costs_maintanance | [12 empty] | dynamic | costs_sol_annual_costs_maintanance |  |  |  | # |  |  |  |  | costs_sol_annual_costs_maintanance
costs_mecvent_ID |  |  |  |  | costs_mecvent_ID | [12 empty] | dynamic | costs_mecvent_ID |  |  |  | # |  |  |  |  | costs_mecvent_ID
costs_mecvent_name |  |  |  |  | costs_mecvent_name | [12 empty] | dynamic | costs_mecvent_name |  |  |  | # |  |  |  |  | costs_mecvent_name
costs_mecvent_description_1 |  |  |  |  | costs_mecvent_description_1 | [12 empty] | dynamic | costs_mecvent_description_1 |  |  |  | # |  |  |  |  | costs_mecvent_description_1
costs_mecvent_description_2 |  |  |  |  | costs_mecvent_description_2 | [12 empty] | dynamic | costs_mecvent_description_2 |  |  |  | # |  |  |  |  | costs_mecvent_description_2
costs_mecvent_ex_absolute |  |  |  |  | costs_mecvent_ex_absolute | [12 empty] | dynamic | costs_mecvent_ex_absolute |  |  |  | # |  |  |  |  | costs_mecvent_ex_absolute
costs_mecvent_ex_per_apartment |  |  |  |  | costs_mecvent_ex_per_apartment | [12 empty] | dynamic | costs_mecvent_ex_per_apartment |  |  |  | # |  |  |  |  | costs_mecvent_ex_per_apartment
costs_mecvent_ex_per_apartment_exponent |  |  |  |  | costs_mecvent_ex_per_apartment_exponent | [12 empty] | dynamic | costs_mecvent_ex_per_apartment_exponent |  |  |  | # |  |  |  |  | costs_mecvent_ex_per_apartment_exponent
costs_mecvent_ex_per_sqm_living_area |  |  |  |  | costs_mecvent_ex_per_sqm_living_area | [12 empty] | dynamic | costs_mecvent_ex_per_sqm_living_area |  |  |  | # |  |  |  |  | costs_mecvent_ex_per_sqm_living_area
costs_mecvent_ex_per_sqm_living_area_exponent |  |  |  |  | costs_mecvent_ex_per_sqm_living_area_exponent | [12 empty] | dynamic | costs_mecvent_ex_per_sqm_living_area_exponent |  |  |  | # |  |  |  |  | costs_mecvent_ex_per_sqm_living_area_exponent
costs_mecvent_rec60_absolute |  |  |  |  | costs_mecvent_rec60_absolute | [12 empty] | dynamic | costs_mecvent_rec60_absolute |  |  |  | # |  |  |  |  | costs_mecvent_rec60_absolute
costs_mecvent_rec60_per_apartment |  |  |  |  | costs_mecvent_rec60_per_apartment | [12 empty] | dynamic | costs_mecvent_rec60_per_apartment |  |  |  | # |  |  |  |  | costs_mecvent_rec60_per_apartment
costs_mecvent_rec60_per_apartment_exponent |  |  |  |  | costs_mecvent_rec60_per_apartment_exponent | [12 empty] | dynamic | costs_mecvent_rec60_per_apartment_exponent |  |  |  | # |  |  |  |  | costs_mecvent_rec60_per_apartment_exponent
costs_mecvent_rec60_per_sqm_living_area |  |  |  |  | costs_mecvent_rec60_per_sqm_living_area | [12 empty] | dynamic | costs_mecvent_rec60_per_sqm_living_area |  |  |  | # |  |  |  |  | costs_mecvent_rec60_per_sqm_living_area
costs_mecvent_rec60_per_sqm_living_area_exponent |  |  |  |  | costs_mecvent_rec60_per_sqm_living_area_exponent | [12 empty] | dynamic | costs_mecvent_rec60_per_sqm_living_area_exponent |  |  |  | # |  |  |  |  | costs_mecvent_rec60_per_sqm_living_area_exponent
costs_mecvent_rec80_absolute |  |  |  |  | costs_mecvent_rec80_absolute | [12 empty] | dynamic | costs_mecvent_rec80_absolute |  |  |  | # |  |  |  |  | costs_mecvent_rec80_absolute
costs_mecvent_rec80_per_apartment |  |  |  |  | costs_mecvent_rec80_per_apartment | [12 empty] | dynamic | costs_mecvent_rec80_per_apartment |  |  |  | # |  |  |  |  | costs_mecvent_rec80_per_apartment
costs_mecvent_rec80_per_apartment_exponent |  |  |  |  | costs_mecvent_rec80_per_apartment_exponent | [12 empty] | dynamic | costs_mecvent_rec80_per_apartment_exponent |  |  |  | # |  |  |  |  | costs_mecvent_rec80_per_apartment_exponent
costs_mecvent_rec80_per_sqm_living_area |  |  |  |  | costs_mecvent_rec80_per_sqm_living_area | [12 empty] | dynamic | costs_mecvent_rec80_per_sqm_living_area |  |  |  | # |  |  |  |  | costs_mecvent_rec80_per_sqm_living_area
costs_mecvent_rec80_per_sqm_living_area_exponent |  |  |  |  | costs_mecvent_rec80_per_sqm_living_area_exponent | [12 empty] | dynamic | costs_mecvent_rec80_per_sqm_living_area_exponent |  |  |  | # |  |  |  |  | costs_mecvent_rec80_per_sqm_living_area_exponent
costs_mecvent_costs_absolute_anyway |  |  |  |  | costs_mecvent_costs_absolute_anyway | [12 empty] | dynamic | costs_mecvent_costs_absolute_anyway |  |  |  | # |  |  |  |  | costs_mecvent_costs_absolute_anyway
costs_mecvent_f_costs_anyway |  |  |  |  | costs_mecvent_f_costs_anyway | [12 empty] | dynamic | costs_mecvent_f_costs_anyway |  |  |  | # |  |  |  |  | costs_mecvent_f_costs_anyway
costs_mecvent_annual_costs_maintanance |  |  |  |  | costs_mecvent_annual_costs_maintanance | [12 empty] | dynamic | costs_mecvent_annual_costs_maintanance |  |  |  | # |  |  |  |  | costs_mecvent_annual_costs_maintanance
dynamic
dynamic
dynamic
dynamic
dynamic
dynamic
dynamic
dynamic
#
|  |  | "bis 25-08-2008: =WENN(LINKS($A498;3)="OB_";WENN(E498="#";"#";VERGLEICH(E498;BEREICH.VERSCHIEBEN(INDIREKT($A498;FALSCH);1;1;BEREICH.VERSCHIEBEN(INDIREKT($A498;FALSCH);0;2);1);0));E498) | [16 empty] | "bis 25-08-2008: =WENN(LINKS($A498;3)="OB_";WENN(AC498="#";"#";VERGLEICH(AC498;BEREICH.VERSCHIEBEN(INDIREKT($A498;FALSCH);1;1;BEREICH.VERSCHIEBEN(INDIREKT($A498;FALSCH);0;2);1);0));AC498)
data_variants_results
RESULTS |  |  |  |  | data_basis_results
ID_Var |  | KVEP-VOK-5000.S2620.001 - var01 |  |  | ID_var | #REF! | #REF! | #REF! | #REF! | #REF! | #REF! | #REF! | #REF! | #REF! | #REF! |  |  | dynamic
ID |  | #REF! |  |  | ID | #REF! | #REF! | #REF! | #REF! | #REF! | #REF! | #REF! | #REF! | #REF! | #REF! |  |  | dynamic
name_variant |  |  |  |  | name_variant | [12 empty] | dynamic
date |  | #REF! |  |  | date | var01 8 1: #REF!; var02 9 2: 2019-05-16 11:46 |  |  | dynamic
A_ref |  | #REF! |  |  | A_ref | var01 8 1: #REF!; var02 9 2: #N/A |  |  | dynamic
type_ref_area |  | #REF! |  |  | type_ref_area | var01 8 1: #REF!; var02 9 2: #N/A |  |  | dynamic
A_C_living_out |  | #REF! |  |  | A_C_living_out | var01 8 1: #REF!; var02 9 2: 0 |  |  | dynamic
A_C_national |  | #REF! |  |  | A_C_national | var01 8 1: #REF!; var02 9 2: #N/A |  |  | dynamic
year_building_1 |  | #REF! |  |  | year_building_1 | var01 8 1: #REF!; var02 9 2: #N/A |  |  | dynamic
year_building_2 |  | #REF! |  |  | year_building_2 | var01 8 1: #REF!; var02 9 2: #N/A |  |  | dynamic
V_e_out |  | #REF! |  |  | V_e_out | var01 8 1: #REF!; var02 9 2: #N/A |  |  | dynamic
A_roof_out |  | #REF! |  |  | A_roof_out | var01 8 1: #REF!; var02 9 2: #N/A |  |  | dynamic
A_topceiling_out |  | #REF! |  |  | A_topceiling_out | var01 8 1: #REF!; var02 9 2: #N/A |  |  | dynamic
A_wall_out |  | #REF! |  |  | A_wall_out | var01 8 1: #REF!; var02 9 2: #N/A |  |  | dynamic
A_floor_out |  | #REF! |  |  | A_floor_out | var01 8 1: #REF!; var02 9 2: #N/A |  |  | dynamic
A_wall_cellar_out |  | #REF! |  |  | A_wall_cellar_out | var01 8 1: #REF!; var02 9 2: #N/A |  |  | dynamic
A_window_out |  | #REF! |  |  | A_window_out | var01 8 1: #REF!; var02 9 2: #N/A |  |  | dynamic
A_rollerblind_out |  | #REF! |  |  | A_rollerblind_out | var01 8 1: #REF!; var02 9 2: #N/A |  |  | dynamic
A_radiator_recess_out |  | #REF! |  |  | A_radiator_recess_out | var01 8 1: #REF!; var02 9 2: #N/A |  |  | dynamic
A_further1_out |  | #REF! |  |  | A_further1_out | var01 8 1: #REF!; var02 9 2: 0 |  |  | dynamic
A_further2_out |  | #REF! |  |  | A_further2_out | var01 8 1: #REF!; var02 9 2: 0 |  |  | dynamic
U0_roof_out |  | #REF! |  |  | U0_roof_out | var01 8 1: #REF!; var02 9 2: #N/A |  |  | dynamic
U0_topceiling_out |  | #REF! |  |  | U0_topceiling_out | var01 8 1: #REF!; var02 9 2: #N/A |  |  | dynamic
U0_wall_out |  | #REF! |  |  | U0_wall_out | var01 8 1: #REF!; var02 9 2: #N/A |  |  | dynamic
U0_floor_out |  | #REF! |  |  | U0_floor_out | var01 8 1: #REF!; var02 9 2: #N/A |  |  | dynamic
U0_wall_cellar_out |  | #REF! |  |  | U0_wall_cellar_out | var01 8 1: #REF!; var02 9 2: #N/A |  |  | dynamic
U0_window_out |  | #REF! |  |  | U0_window_out | var01 8 1: #REF!; var02 9 2: 0 |  |  | dynamic
U0_rollerblind_out |  | #REF! |  |  | U0_rollerblind_out | var01 8 1: #REF!; var02 9 2: #N/A |  |  | dynamic
U0_radiator_recess_out |  | #REF! |  |  | U0_radiator_recess_out | var01 8 1: #REF!; var02 9 2: #N/A |  |  | dynamic
U0_further1_out |  | #REF! |  |  | U0_further1_out | var01 8 1: #REF!; var02 9 2: 0 |  |  | dynamic
U0_further2_out |  | #REF! |  |  | U0_further2_out | var01 8 1: #REF!; var02 9 2: 0 |  |  | dynamic
U_roof_out |  | #REF! |  |  | U_roof_out | var01 8 1: #REF!; var02 9 2: #N/A |  |  | dynamic
U_topceiling_out |  | #REF! |  |  | U_topceiling_out | var01 8 1: #REF!; var02 9 2: #N/A |  |  | dynamic
U_wall_out |  | #REF! |  |  | U_wall_out | var01 8 1: #REF!; var02 9 2: #N/A |  |  | dynamic
U_floor_out |  | #REF! |  |  | U_floor_out | var01 8 1: #REF!; var02 9 2: #N/A |  |  | dynamic
U_wall_cellar_out |  | #REF! |  |  | U_wall_cellar_out | var01 8 1: #REF!; var02 9 2: #N/A |  |  | dynamic
U_window_out |  | #REF! |  |  | U_window_out | var01 8 1: #REF!; var02 9 2: #N/A |  |  | dynamic
U_rollerblind_out |  | #REF! |  |  | U_rollerblind_out | var01 8 1: #REF!; var02 9 2: #N/A |  |  | dynamic
U_radiator_recess_out |  | #REF! |  |  | U_radiator_recess_out | var01 8 1: #REF!; var02 9 2: #N/A |  |  | dynamic
U_further1_out |  | #REF! |  |  | U_further1_out | var01 8 1: #REF!; var02 9 2: 0 |  |  | dynamic
U_further2_out |  | #REF! |  |  | U_further2_out | var01 8 1: #REF!; var02 9 2: 0 |  |  | dynamic
f_insulation_roof_out |  | #REF! |  |  | f_insulation_roof_out | var01 8 1: #REF!; var02 9 2: 0 |  |  | dynamic
f_insulation_topceiling_out |  | #REF! |  |  | f_insulation_topceiling_out | var01 8 1: #REF!; var02 9 2: 0 |  |  | dynamic
f_insulation_wall_out |  | #REF! |  |  | f_insulation_wall_out | var01 8 1: #REF!; var02 9 2: 0 |  |  | dynamic
f_insulation_floor_out |  | #REF! |  |  | f_insulation_floor_out | var01 8 1: #REF!; var02 9 2: 0 |  |  | dynamic
f_insulation_cellar_out |  | #REF! |  |  | f_insulation_cellar_out | var01 8 1: #REF!; var02 9 2: 0 |  |  | dynamic
f_insulation_rollerblind_out |  | #REF! |  |  | f_insulation_rollerblind_out | var01 8 1: #REF!; var02 9 2: 0 |  |  | dynamic
f_insulation_radiator_recess_out |  | #REF! |  |  | f_insulation_radiator_recess_out | var01 8 1: #REF!; var02 9 2: 0 |  |  | dynamic
d_insulation_roof_out |  | #REF! |  |  | d_insulation_roof_out | var01 8 1: #REF!; var02 9 2: #N/A |  |  | dynamic
d_insulation_topceiling_out |  | #REF! |  |  | d_insulation_topceiling_out | var01 8 1: #REF!; var02 9 2: #N/A |  |  | dynamic
d_insulation_wall_out |  | #REF! |  |  | d_insulation_wall_out | var01 8 1: #REF!; var02 9 2: #N/A |  |  | dynamic
d_insulation_floor_out |  | #REF! |  |  | d_insulation_floor_out | var01 8 1: #REF!; var02 9 2: #N/A |  |  | dynamic
d_insulation_cellar_out |  | #REF! |  |  | d_insulation_cellar_out | var01 8 1: #REF!; var02 9 2: #N/A |  |  | dynamic
d_insulation_rollerblind_out |  | #REF! |  |  | d_insulation_rollerblind_out | var01 8 1: #REF!; var02 9 2: #N/A |  |  | dynamic
d_insulation_radiator_recess_out |  | #REF! |  |  | d_insulation_radiator_recess_out | var01 8 1: #REF!; var02 9 2: #N/A |  |  | dynamic
lambda_roof_out |  | #REF! |  |  | lambda_roof_out | var01 8 1: #REF!; var02 9 2: #N/A |  |  | dynamic
lambda_topceiling_out |  | #REF! |  |  | lambda_topceiling_out | var01 8 1: #REF!; var02 9 2: #N/A |  |  | dynamic
lambda_wall_out |  | #REF! |  |  | lambda_wall_out | var01 8 1: #REF!; var02 9 2: #N/A |  |  | dynamic
lambda_floor_out |  | #REF! |  |  | lambda_floor_out | var01 8 1: #REF!; var02 9 2: #N/A |  |  | dynamic
lambda_cellar_out |  | #REF! |  |  | lambda_cellar_out | var01 8 1: #REF!; var02 9 2: #N/A |  |  | dynamic
lambda_rollerblind_out |  | #REF! |  |  | lambda_rollerblind_out | var01 8 1: #REF!; var02 9 2: #N/A |  |  | dynamic
lambda_radiator_recess_out |  | #REF! |  |  | lambda_radiator_recess_out | var01 8 1: #REF!; var02 9 2: #N/A |  |  | dynamic
f_panes_1p_out |  | #REF! |  |  | f_panes_1p_out | var01 8 1: #REF!; var02 9 2: #DIV/0! |  |  | dynamic
f_panes_2p_out |  | #REF! |  |  | f_panes_2p_out | var01 8 1: #REF!; var02 9 2: #DIV/0! |  |  | dynamic
f_panes_2pt_out |  | #REF! |  |  | f_panes_2pt_out | var01 8 1: #REF!; var02 9 2: #DIV/0! |  |  | dynamic
f_panes_3p_out |  | #REF! |  |  | f_panes_3p_out | var01 8 1: #REF!; var02 9 2: #DIV/0! |  |  | dynamic
f_panes_3pt_out |  | #REF! |  |  | f_panes_3pt_out | var01 8 1: #REF!; var02 9 2: #DIV/0! |  |  | dynamic
U_panes_1p_out |  | #REF! |  |  | U_panes_1p_out | var01 8 1: #REF!; var02 9 2: #N/A |  |  | dynamic
U_panes_2p_out |  | #REF! |  |  | U_panes_2p_out | var01 8 1: #REF!; var02 9 2: #N/A |  |  | dynamic
U_panes_2pt_out |  | #REF! |  |  | U_panes_2pt_out | var01 8 1: #REF!; var02 9 2: #N/A |  |  | dynamic
U_panes_3p_out |  | #REF! |  |  | U_panes_3p_out | var01 8 1: #REF!; var02 9 2: #N/A |  |  | dynamic
U_panes_3pt_out |  | #REF! |  |  | U_panes_3pt_out | var01 8 1: #REF!; var02 9 2: #N/A |  |  | dynamic
theta_i_setpoint |  | #REF! |  |  | theta_i_setpoint | var01 8 1: #REF!; var02 9 2: #N/A |  |  | dynamic
f_tr |  | #REF! |  |  | f_tr | var01 8 1: #REF!; var02 9 2: #VALUE! |  |  | dynamic
f_sr |  | #REF! |  |  | f_sr | var01 8 1: #REF!; var02 9 2: #VALUE! |  |  | dynamic
theta_i_m |  | #REF! |  |  | theta_i_m | var01 8 1: #REF!; var02 9 2: #VALUE! |  |  | dynamic
H_T |  | #REF! |  |  | H_T | var01 8 1: #REF!; var02 9 2: #N/A |  |  | dynamic
n_V |  | #REF! |  |  | n_V | var01 8 1: #REF!; var02 9 2: #VALUE! |  |  | dynamic
H_V |  | #REF! |  |  | H_V | var01 8 1: #REF!; var02 9 2: #VALUE! |  |  | dynamic
h_Aref |  | #REF! |  |  | h_Aref | var01 8 1: #REF!; var02 9 2: #N/A |  |  | dynamic
theta_hl |  | #REF! |  |  | theta_hl | var01 8 1: #REF!; var02 9 2: #VALUE! |  |  | dynamic
t_hp |  | #REF! |  |  | t_hp | var01 8 1: #REF!; var02 9 2: #VALUE! |  |  | dynamic
f_hdd |  | #REF! |  |  | f_hdd | var01 8 1: #REF!; var02 9 2: #N/A |  |  | dynamic
q_T_roof |  | #REF! |  |  | q_T_roof | var01 8 1: #REF!; var02 9 2: #N/A |  |  | dynamic
q_T_topceiling |  | #REF! |  |  | q_T_topceiling | var01 8 1: #REF!; var02 9 2: #N/A |  |  | dynamic
q_T_wall |  | #REF! |  |  | q_T_wall | var01 8 1: #REF!; var02 9 2: #N/A |  |  | dynamic
q_T_floor |  | #REF! |  |  | q_T_floor | var01 8 1: #REF!; var02 9 2: #N/A |  |  | dynamic
q_T_wall_cellar |  | #REF! |  |  | q_T_wall_cellar | var01 8 1: #REF!; var02 9 2: #N/A |  |  | dynamic
q_T_window |  | #REF! |  |  | q_T_window | var01 8 1: #REF!; var02 9 2: #N/A |  |  | dynamic
q_T_other1 |  | #REF! |  |  | q_T_other1 | var01 8 1: #REF!; var02 9 2: #N/A |  |  | dynamic
q_T_other2 |  | #REF! |  |  | q_T_other2 | var01 8 1: #REF!; var02 9 2: #N/A |  |  | dynamic
q_T_thermal_bridges |  | #REF! |  |  | q_T_thermal_bridges | var01 8 1: #REF!; var02 9 2: #N/A |  |  | dynamic
q_T_supplement |  | #REF! |  |  | q_T_supplement | var01 8 1: #REF!; var02 9 2: #N/A |  |  | dynamic
q_V |  | #REF! |  |  | q_V | var01 8 1: #REF!; var02 9 2: #VALUE! |  |  | dynamic
q_L |  | #REF! |  |  | q_L | var01 8 1: #REF!; var02 9 2: #N/A |  |  | dynamic
q_S |  | #REF! |  |  | q_S | var01 8 1: #REF!; var02 9 2: #N/A |  |  | dynamic
q_I |  | #REF! |  |  | q_I | var01 8 1: #REF!; var02 9 2: #VALUE! |  |  | dynamic
eta_G |  | #REF! |  |  | eta_G | var01 8 1: #REF!; var02 9 2: #VALUE! |  |  | dynamic
q_h_gross |  | #REF! |  |  | q_h_gross | var01 8 1: #REF!; var02 9 2: #N/A |  |  | dynamic
q_h_w |  | #REF! |  |  | q_h_w | var01 8 1: #REF!; var02 9 2: #N/A |  |  | dynamic
q_h_mv |  | #REF! |  |  | q_h_mv | var01 8 1: #REF!; var02 9 2: #N/A |  |  | dynamic
q_hce_total |  | #REF! |  |  | q_hce_total | var01 8 1: #REF!; var02 9 2: #N/A |  |  | dynamic
q_hd_total |  | #REF! |  |  | q_hd_total | var01 8 1: #REF!; var02 9 2: #N/A |  |  | dynamic
q_hs_total |  | #REF! |  |  | q_hs_total | var01 8 1: #REF!; var02 9 2: #N/A |  |  | dynamic
q_hg_total |  | #REF! |  |  | q_hg_total | var01 8 1: #REF!; var02 9 2: #N/A |  |  | dynamic
q_w |  | #REF! |  |  | q_w | var01 8 1: #REF!; var02 9 2: error: sum fraction <> 1 |  |  | dynamic
q_wd_total |  | #REF! |  |  | q_wd_total | var01 8 1: #REF!; var02 9 2: #N/A |  |  | dynamic
q_ws_total |  | #REF! |  |  | q_ws_total | var01 8 1: #REF!; var02 9 2: #N/A |  |  | dynamic
q_wg_total |  | #REF! |  |  | q_wg_total | var01 8 1: #REF!; var02 9 2: #VALUE! |  |  | dynamic
q_del_h_gas |  | #REF! |  |  | q_del_h_gas | var01 8 1: #REF!; var02 9 2: #N/A |  |  | dynamic
q_del_w_gas |  | #REF! |  |  | q_del_w_gas | var01 8 1: #REF!; var02 9 2: #VALUE! |  |  | dynamic
q_del_h_oil |  | #REF! |  |  | q_del_h_oil | var01 8 1: #REF!; var02 9 2: #N/A |  |  | dynamic
q_del_w_oil |  | #REF! |  |  | q_del_w_oil | var01 8 1: #REF!; var02 9 2: #VALUE! |  |  | dynamic
q_del_h_liquid_gas |  | #REF! |  |  | q_del_h_liquid_gas | var01 8 1: #REF!; var02 9 2: #N/A |  |  | dynamic
q_del_w_liquid_gas |  | #REF! |  |  | q_del_w_liquid_gas | var01 8 1: #REF!; var02 9 2: #VALUE! |  |  | dynamic
q_del_h_coal |  | #REF! |  |  | q_del_h_coal | var01 8 1: #REF!; var02 9 2: #N/A |  |  | dynamic
q_del_w_coal |  | #REF! |  |  | q_del_w_coal | var01 8 1: #REF!; var02 9 2: #VALUE! |  |  | dynamic
q_del_h_bio_fw |  | #REF! |  |  | q_del_h_bio_fw | var01 8 1: #REF!; var02 9 2: #N/A |  |  | dynamic
q_del_w_bio_fw |  | #REF! |  |  | q_del_w_bio_fw | var01 8 1: #REF!; var02 9 2: #VALUE! |  |  | dynamic
q_del_h_bio_wp |  | #REF! |  |  | q_del_h_bio_wp | var01 8 1: #REF!; var02 9 2: #N/A |  |  | dynamic
q_del_w_bio_wp |  | #REF! |  |  | q_del_w_bio_wp | var01 8 1: #REF!; var02 9 2: #VALUE! |  |  | dynamic
q_del_h_bio_wc |  | #REF! |  |  | q_del_h_bio_wc | var01 8 1: #REF!; var02 9 2: #N/A |  |  | dynamic
q_del_w_bio_wc |  | #REF! |  |  | q_del_w_bio_wc | var01 8 1: #REF!; var02 9 2: #VALUE! |  |  | dynamic
q_del_h_el |  | #REF! |  |  | q_del_h_el | var01 8 1: #REF!; var02 9 2: #N/A |  |  | dynamic
q_del_w_el |  | #REF! |  |  | q_del_w_el | var01 8 1: #REF!; var02 9 2: #VALUE! |  |  | dynamic
q_del_h_el_op |  | #REF! |  |  | q_del_h_el_op | var01 8 1: #REF!; var02 9 2: #N/A |  |  | dynamic
q_del_w_el_op |  | #REF! |  |  | q_del_w_el_op | var01 8 1: #REF!; var02 9 2: #VALUE! |  |  | dynamic
q_del_h_el_aux |  | #REF! |  |  | q_del_h_el_aux | var01 8 1: #REF!; var02 9 2: #N/A |  |  | dynamic
q_del_w_el_aux |  | #REF! |  |  | q_del_w_el_aux | var01 8 1: #REF!; var02 9 2: #N/A |  |  | dynamic
q_del_h_dh |  | #REF! |  |  | q_del_h_dh | var01 8 1: #REF!; var02 9 2: #N/A |  |  | dynamic
q_del_w_dh |  | #REF! |  |  | q_del_w_dh | var01 8 1: #REF!; var02 9 2: #VALUE! |  |  | dynamic
q_del_h_sun |  | #REF! |  |  | q_del_h_sun | var01 8 1: #REF!; var02 9 2: #N/A |  |  | dynamic
q_del_w_sun |  | #REF! |  |  | q_del_w_sun | var01 8 1: #REF!; var02 9 2: #VALUE! |  |  | dynamic
name_ews1 |  | #REF! |  |  | name_ews1 | var01 8 1: #REF!; var02 9 2: fuel_u_b |  |  | dynamic
q_del_h_ews1 |  | #REF! |  |  | q_del_h_ews1 | var01 8 1: #REF!; var02 9 2: #N/A |  |  | dynamic
q_del_w_ews1 |  | #REF! |  |  | q_del_w_ews1 | var01 8 1: #REF!; var02 9 2: #VALUE! |  |  | dynamic
name_ews2 |  | #REF! |  |  | name_ews2 | var01 8 1: #REF!; var02 9 2: fuel_u_b_C |  |  | dynamic
q_del_h_ews2 |  | #REF! |  |  | q_del_h_ews2 | var01 8 1: #REF!; var02 9 2: #N/A |  |  | dynamic
q_del_w_ews2 |  | #REF! |  |  | q_del_w_ews2 | var01 8 1: #REF!; var02 9 2: #VALUE! |  |  | dynamic
name_ews3 |  | #REF! |  |  | name_ews3 | var01 8 1: #REF!; var02 9 2: fuel_u_b_D |  |  | dynamic
q_del_h_ews3 |  | #REF! |  |  | q_del_h_ews3 | var01 8 1: #REF!; var02 9 2: #N/A |  |  | dynamic
q_del_w_ews3 |  | #REF! |  |  | q_del_w_ews3 | var01 8 1: #REF!; var02 9 2: #VALUE! |  |  | dynamic
name_ews4 |  | #REF! |  |  | name_ews4 | var01 8 1: #REF! |  |  | dynamic
q_del_h_ews4 |  | #REF! |  |  | q_del_h_ews4 | var01 8 1: #REF!; var02 9 2: #N/A |  |  | dynamic
q_del_w_ews4 |  | #REF! |  |  | q_del_w_ews4 | var01 8 1: #REF!; var02 9 2: #VALUE! |  |  | dynamic
name_ews5 |  | #REF! |  |  | name_ews5 | var01 8 1: #REF!; var02 9 2: fuel_u_chp |  |  | dynamic
q_del_h_ews5 |  | #REF! |  |  | q_del_h_ews5 | var01 8 1: #REF!; var02 9 2: #N/A |  |  | dynamic
q_del_w_ews5 |  | #REF! |  |  | q_del_w_ews5 | var01 8 1: #REF!; var02 9 2: #VALUE! |  |  | dynamic
name_ews6 |  | #REF! |  |  | name_ews6 | var01 8 1: #REF! |  |  | dynamic
q_del_h_ews6 |  | #REF! |  |  | q_del_h_ews6 | var01 8 1: #REF!; var02 9 2: #N/A |  |  | dynamic
q_del_w_ews6 |  | #REF! |  |  | q_del_w_ews6 | var01 8 1: #REF!; var02 9 2: #VALUE! |  |  | dynamic
name_ews7 |  | #REF! |  |  | name_ews7 | var01 8 1: #REF! |  |  | dynamic
q_del_h_ews7 |  | #REF! |  |  | q_del_h_ews7 | var01 8 1: #REF!; var02 9 2: #N/A |  |  | dynamic
q_del_w_ews7 |  | #REF! |  |  | q_del_w_ews7 | var01 8 1: #REF!; var02 9 2: #VALUE! |  |  | dynamic
name_ews8 |  | #REF! |  |  | name_ews8 | var01 8 1: #REF! |  |  | dynamic
q_del_h_ews8 |  | #REF! |  |  | q_del_h_ews8 | var01 8 1: #REF!; var02 9 2: #N/A |  |  | dynamic
q_del_w_ews8 |  | #REF! |  |  | q_del_w_ews8 | var01 8 1: #REF!; var02 9 2: #VALUE! |  |  | dynamic
name_ews9 |  | #REF! |  |  | name_ews9 | var01 8 1: #REF! |  |  | dynamic
q_del_h_ews9 |  | #REF! |  |  | q_del_h_ews9 | var01 8 1: #REF!; var02 9 2: #N/A |  |  | dynamic
q_del_w_ews9 |  | #REF! |  |  | q_del_w_ews9 | var01 8 1: #REF!; var02 9 2: #VALUE! |  |  | dynamic
name_ews10 |  | #REF! |  |  | name_ews10 | var01 8 1: #REF! |  |  | dynamic
q_del_h_ews10 |  | #REF! |  |  | q_del_h_ews10 | var01 8 1: #REF!; var02 9 2: #N/A |  |  | dynamic
q_del_w_ews10 |  | #REF! |  |  | q_del_w_ews10 | var01 8 1: #REF!; var02 9 2: #VALUE! |  |  | dynamic
q_c_h_fuels |  | #REF! |  |  | q_c_h_fuels | var01 8 1: #REF!; var02 9 2: #N/A |  |  | dynamic
q_c_h_dh |  | #REF! |  |  | q_c_h_dh | var01 8 1: #REF!; var02 9 2: #N/A |  |  | dynamic
q_c_h_el |  | #REF! |  |  | q_c_h_el | var01 8 1: #REF!; var02 9 2: #N/A |  |  | dynamic
q_c_w_fuels |  | #REF! |  |  | q_c_w_fuels | var01 8 1: #REF!; var02 9 2: - |  |  | dynamic
q_c_w_dh |  | #REF! |  |  | q_c_w_dh | var01 8 1: #REF!; var02 9 2: - |  |  | dynamic
q_c_w_el |  | #REF! |  |  | q_c_w_el | var01 8 1: #REF!; var02 9 2: - |  |  | dynamic
q_w_P |  | #REF! |  |  | q_w_P | var01 8 1: #REF!; var02 9 2: #VALUE! |  |  | dynamic
q_h_P |  | #REF! |  |  | q_h_P | var01 8 1: #REF!; var02 9 2: #N/A |  |  | dynamic
q_P |  | #REF! |  |  | q_P | var01 8 1: #REF!; var02 9 2: #VALUE! |  |  | dynamic
e_w_P |  | #REF! |  |  | e_w_P | var01 8 1: #REF!; var02 9 2: #VALUE! |  |  | dynamic
e_h_P |  | #REF! |  |  | e_h_P | var01 8 1: #REF!; var02 9 2: #N/A |  |  | dynamic
e_P |  | #REF! |  |  | e_P | var01 8 1: #REF!; var02 9 2: #VALUE! |  |  | dynamic
x_w_CO2 |  | #REF! |  |  | x_w_CO2 | var01 8 1: #REF!; var02 9 2: #VALUE! |  |  | dynamic
x_h_CO2 |  | #REF! |  |  | x_h_CO2 | var01 8 1: #REF!; var02 9 2: #N/A |  |  | dynamic
x_CO2 |  | #REF! |  |  | x_CO2 | var01 8 1: #REF!; var02 9 2: #VALUE! |  |  | dynamic
q_m_utilisation |  | #REF! |  |  | q_m_utilisation | var01 8 1: #REF!; var02 9 2: h+w |  |  | dynamic
type_climate_correction |  | #REF! |  |  | type_climate_correction | var01 8 1: #REF!; var02 9 2: - |  |  | dynamic
q_m_del_gas |  | #REF! |  |  | q_m_del_gas | var01 8 1: #REF!; var02 9 2: #N/A |  |  | dynamic
q_m_del_oil |  | #REF! |  |  | q_m_del_oil | var01 8 1: #REF!; var02 9 2: #VALUE! |  |  | dynamic
q_m_del_liquid_gas |  | #REF! |  |  | q_m_del_liquid_gas | var01 8 1: #REF!; var02 9 2: #VALUE! |  |  | dynamic
q_m_del_coal |  | #REF! |  |  | q_m_del_coal | var01 8 1: #REF!; var02 9 2: #VALUE! |  |  | dynamic
q_m_del_bio_fw |  | #REF! |  |  | q_m_del_bio_fw | var01 8 1: #REF!; var02 9 2: #VALUE! |  |  | dynamic
q_m_del_bio_wp |  | #REF! |  |  | q_m_del_bio_wp | var01 8 1: #REF!; var02 9 2: #VALUE! |  |  | dynamic
q_m_del_el |  | #REF! |  |  | q_m_del_el | var01 8 1: #REF!; var02 9 2: #VALUE! |  |  | dynamic
q_m_del_dh |  | #REF! |  |  | q_m_del_dh | var01 8 1: #REF!; var02 9 2: #VALUE! |  |  | dynamic
q_m_sum_fuels |  | #REF! |  |  | q_m_sum_fuels | var01 8 1: #REF!; var02 9 2: #N/A |  |  | dynamic
q_m_sum_dh |  | #REF! |  |  | q_m_sum_dh | var01 8 1: #REF!; var02 9 2: #VALUE! |  |  | dynamic
q_m_sum_el |  | #REF! |  |  | q_m_sum_el | var01 8 1: #REF!; var02 9 2: #VALUE! |  |  | dynamic
q_c_sum_fuels |  | #REF! |  |  | q_c_sum_fuels | var01 8 1: #REF!; var02 9 2: #N/A |  |  | dynamic
q_c_sum_dh |  | #REF! |  |  | q_c_sum_dh | var01 8 1: #REF!; var02 9 2: #N/A |  |  | dynamic
q_c_sum_el |  | #REF! |  |  | q_c_sum_el | var01 8 1: #REF!; var02 9 2: #N/A |  |  | dynamic
relation_m_c |  | #REF! |  |  | relation_m_c | var01 8 1: #REF!; var02 9 2: #N/A |  |  | dynamic
par_m_c_p_lower_limit |  | #REF! |  |  | par_m_c_p_lower_limit | var01 8 1: #REF!; var02 9 2: 0.4 |  |  | dynamic
par_m_c_p_upper_limit |  | #REF! |  |  | par_m_c_p_upper_limit | var01 8 1: #REF!; var02 9 2: 2 |  |  | dynamic
par_m_c_p |  | #REF! |  |  | par_m_c_p | var01 8 1: #REF!; var02 9 2: #VALUE! |  |  | dynamic
par_m_c_a |  | #REF! |  |  | par_m_c_a | var01 8 1: #REF!; var02 9 2: #VALUE! |  |  | dynamic
par_m_c_b |  | #REF! |  |  | par_m_c_b | var01 8 1: #REF!; var02 9 2: #VALUE! |  |  | dynamic
par_m_c_c |  | #REF! |  |  | par_m_c_c | var01 8 1: #REF!; var02 9 2: #VALUE! |  |  | dynamic
par_e_c_p |  | #REF! |  |  | par_e_c_p | var01 8 1: #REF!; var02 9 2: -0.2 |  |  | dynamic
par_e_c_a |  | #REF! |  |  | par_e_c_a | var01 8 1: #REF!; var02 9 2: -0.2 |  |  | dynamic
par_e_c_b |  | #REF! |  |  | par_e_c_b | var01 8 1: #REF!; var02 9 2: 1.3 |  |  | dynamic
par_e_c_c |  | #REF! |  |  | par_e_c_c | var01 8 1: #REF!; var02 9 2: 500 |  |  | dynamic
f_adapt_expect |  | #REF! |  |  | f_adapt_expect | var01 8 1: #REF!; var02 9 2: #N/A |  |  | dynamic
f_adapt_energy_advice |  | #REF! |  |  | f_adapt_energy_advice | var01 8 1: #REF!; var02 9 2: #N/A |  |  | dynamic
A_related_to_V |  | #REF! |  |  | A_related_to_V | var01 8 1: #REF!; var02 9 2: #N/A |  |  | dynamic
H_T_divided_by_envelope_max |  | #REF! |  |  | H_T_divided_by_envelope_max | var01 8 1: #REF!; var02 9 2: #N/A |  |  | dynamic
q_P_max |  | #REF! |  |  | q_P_max | var01 8 1: #REF!; var02 9 2: #N/A |  |  | dynamic
indicator_completeness_envelope |  | #REF! |  |  | indicator_completeness_envelope | var01 8 1: #REF!; var02 9 2: 0 |  |  | dynamic
indicator_completeness_heating_system |  | #REF! |  |  | indicator_completeness_heating_system | var01 8 1: #REF!; var02 9 2: FALSE |  |  | dynamic
indicator_completeness_dhw_system |  | #REF! |  |  | indicator_completeness_dhw_system | var01 8 1: #REF!; var02 9 2: FALSE |  |  | dynamic
n_storey_eff_out |  | #REF! |  |  | n_storey_eff_out | var01 8 1: #REF!; var02 9 2: 0 |  |  | dynamic
dynamic
dynamic
dynamic
economy_costs_total |  | #REF! |  |  | economy_costs_total | var01 8 1: #REF!; var02 9 2: #N/A |  |  | dynamic
economy_costs_total_anyway |  | #REF! |  |  | economy_costs_total_anyway | var01 8 1: #REF!; var02 9 2: #N/A |  |  | dynamic
economy_costs_total_maintanance |  | #REF! |  |  | economy_costs_total_maintanance | var01 8 1: #REF!; var02 9 2: #N/A |  |  | dynamic
economy_annual_costs_energy |  | #N/A |  |  | economy_annual_costs_energy | var01 8 1: #N/A; var02 9 2: #N/A |  |  | dynamic
economy_I_costs_of_saved_energy |  | #REF! |  |  | economy_I_costs_of_saved_energy | var01 8 1: #REF!; var02 9 2: #N/A |  |  | dynamic
economy_I_costs_of_saved_energy_with_funding |  | #REF! |  |  | economy_I_costs_of_saved_energy_with_funding | var01 8 1: #REF!; var02 9 2: #N/A |  |  | dynamic
economy_I_average_energy_price_future |  | #REF! |  |  | economy_I_average_energy_price_future | var01 8 1: #REF!; var02 9 2: #VALUE! |  |  | dynamic
economy_I_average_annual_gain |  | #REF! |  |  | economy_I_average_annual_gain | var01 8 1: #REF!; var02 9 2: #VALUE! |  |  | dynamic
economy_I_average_annual_gain_with_funding |  | #REF! |  |  | economy_I_average_annual_gain_with_funding | var01 8 1: #REF!; var02 9 2: #VALUE! |  |  | dynamic
economy_II_new_rent_increased_by_heating_costs_reduction |  | #REF! |  |  | economy_II_new_rent_increased_by_heating_costs_reduction | var01 8 1: #REF!; var02 9 2: #N/A |  |  | dynamic
economy_II_new_rent_increased_by_double_heating_costs_reduction |  | #REF! |  |  | economy_II_new_rent_increased_by_double_heating_costs_reduction | var01 8 1: #REF!; var02 9 2: #N/A |  |  | dynamic
economy_II_new_rent_allocation_investive_costs |  | #REF! |  |  | economy_II_new_rent_allocation_investive_costs | var01 8 1: #REF!; var02 9 2: #N/A |  |  | dynamic
economy_II_new_rent_allocation_investive_costs_without_funding |  | #REF! |  |  | economy_II_new_rent_allocation_investive_costs_without_funding | var01 8 1: #REF!; var02 9 2: #N/A |  |  | dynamic
economy_II_new_rent |  | #N/A |  |  | economy_II_new_rent | var01 8 1: #N/A; var02 9 2: #N/A |  |  | dynamic
economy_II_capital_value_without_funding |  | #REF! |  |  | economy_II_capital_value_without_funding | var01 8 1: #REF!; var02 9 2: #N/A |  |  | dynamic
economy_II_capital_value_with_funding |  | #REF! |  |  | economy_II_capital_value_with_funding | var01 8 1: #REF!; var02 9 2: #N/A |  |  | dynamic
economy_II_landlord_without_funding |  | #REF! |  |  | economy_II_landlord_without_funding | var01 8 1: #REF!; var02 9 2: #N/A |  |  | dynamic
economy_II_landlord_with_funding |  | #REF! |  |  | economy_II_landlord_with_funding | var01 8 1: #REF!; var02 9 2: #N/A |  |  | dynamic
economy_II_tenant_per_apartment |  | #REF! |  |  | economy_II_tenant_per_apartment | var01 8 1: #REF!; var02 9 2: #N/A |  |  | dynamic
economy_II_tenant_whole_building |  | #REF! |  |  | economy_II_tenant_whole_building | var01 8 1: #REF!; var02 9 2: #N/A |  |  | dynamic
dynamic
dynamic
dynamic
dynamic
Ausgabe parallele Berechnung (bis 02-10-2008 für alle Variablen der Ökonomie-Ausgabe) |  |  |  |  | Ausgabe parallele Berechnung (bis 02-10-2008 für alle Variablen der Ökonomie-Ausgabe) | #N/A | #N/A | #N/A | #N/A | #N/A | #N/A | #N/A | #N/A |  |  |  |  | fixed
dynamic
dynamic
dynamic
dynamic
dynamic
dynamic
dynamic
dynamic
dynamic
dynamic
dynamic
dynamic
dynamic
dynamic
dynamic
dynamic
dynamic
dynamic
dynamic
dynamic
dynamic
dynamic
dynamic
Backup | #REF! | #REF! | 0 | 0
Formulas:
value_form_predef = IF(LEFT(A18,3)="OB_",OFFSET(INDIRECT(A18,FALSE()),0,1),[value_form])
Variante anpassen
In Formular übertragen
Formeln in Variantenköpfen wiederherstellen
in Formular übertragen
Manual
overview

## list datasets (hidden)
DB Basis Input General | ID | date | status_dataset | bu_city | bu_location_details1 |  | Achtung: In diesem Blatt keine Spalten einfügen oder löschen! | DB Measures | ID | name_variant | DB Methods | ID | name_variant | DB Templates Costs Roof | ID | name_measure | DB Templates Costs TopCeiling | ID | name_measure | DB Templates Costs Wall | ID | name_measure | DB Templates Costs Wall Cellar | ID | name_measure | DB Templates Costs Floor | ID | name_measure | DB Templates Costs Window | ID | name_measure | DB Templates Costs System | ID | name_measure
1 | NEU 5000.S2272.001 | 04.09.2018 12:29:49 | NH Bestand | Dreieich | Frankfurter Straße 95,97 | NEU 5000.S2272.001 - 04.09.2018 12:29:49 - Dreieich - Frankfurter Straße 95,97 | Makro-Zugriff über Spalten-Nr.! | 1 | IWU - RB Ökonomie real - ohne Maßnahmen | <IWU - RB Ökonomie real - ohne Maßnahmen> IWU-Kosten-Ansätze - reale Kosten - ohne Maßnahmen | 1 | de.EnEV.2007 | <de.EnEV.2007> EnEV 2007 | 1 | IWU - PS 040 Pauschal | <IWU - PS 040 Pauschal> Mineralwolle WLS 040 Pauschalansatz | 1 | IWU - PS 040 Pauschal | <IWU - PS 040 Pauschal> Dämmstoff WLS 040 Pauschalansatz | 1 | IWU - PS 040 Pauschal | <IWU - PS 040 Pauschal> Mineralwolle WLS 040 Pauschalansatz | 1 | IWU - XPS 035 Pauschal | <IWU - XPS 035 Pauschal> extrudierter Polystyrol-Hartschaum WLS 035 Pauschalansatz | 1 | IWU - PS 040 Pauschal | <IWU - PS 040 Pauschal> Mineralwolle WLS 040 Pauschalansatz | 1 | IWU - Holzfenster | <IWU - Holzfenster> Holzfenster Standardansatz | 1 | IWU - Standard Mod | <IWU - Standard Mod> Standardansatz Modernisierung
2 | NEU 5000.S2279.001 | 04.09.2018 12:30:11 | NH Bestand | Dreieich | Zeppelinstraße 26-30 | NEU 5000.S2279.001 - 04.09.2018 12:30:11 - Dreieich - Zeppelinstraße 26-30 | nur noch bis DB Methods, dahinter Spalten einfügen möglich. | 2 | IWU - DA - 24cm MW 035 | <IWU - DA - 24cm MW 035> Dach: 24 cm Mineralwolle auf und zwischen Sparren / WLS 035 | 2 | de.LEG | <de.LEG> Randbedingung: LEG | 2 | IWU - AS WLS 030 | <IWU - AS WLS 030> Aufsparrendämmung WLS 030 | 2 | IWU - Auflage WLS 030 | <IWU - Auflage WLS 030> Auflage Dämmstoff WLS 030 | 2 | IWU - WDVS PS WLS 035 | <IWU - WDVS PS WLS 035> Wärmedämmverbundsystem Polystyrol WLS 035 | 2 | IWU - WDVS PS WLS 040 | <IWU - WDVS PS WLS 040> Wärmedämmverbundsystem Polystyrol WLS 040 | 2 | IWU - UD PS 035 | <IWU - UD PS 035> unter Kellerdecke Polystyrol WLS 035 kaschiert | 2 | IWU - Kunststofffenster | <IWU - Kunststofffenster> Kunststofffenster Standardansatz
3 | NEU 5000.S2280.001 | 04.09.2018 12:30:34 | NH Bestand | Dreieich | Zeppelinstraße 22,24 | NEU 5000.S2280.001 - 04.09.2018 12:30:34 - Dreieich - Zeppelinstraße 22,24 |  | 3 | IWU - OG - 12cm MW 035 | <IWU - OG - 12cm MW 035> oberste Geschossdecke: Auflage / MW WLS 035 / 12cm | 3 | de.kvep.A_Wohn | <de.kvep.A_Wohn> Kurzverfahren Energieprofil / Wohnfläche / Standard-Formular | 3 | IWU - AS WLS 035 | <IWU - AS WLS 035> Aufsparrendämmung WLS 035 | 3 | IWU - Auflage WLS 035 | <IWU - Auflage WLS 035> Auflage Dämmstoff WLS 035 | 3 | IWU - WDVS PS WLS 040 | <IWU - WDVS PS WLS 040> Wärmedämmverbundsystem Polystyrol WLS 040 |  |  |  | 3 | IWU - Fussboden neu mit XPS 035 | <IWU - Fussboden neu mit XPS 035> extrudierter Polystyrol-Hartschaum WLS 035 | 3 | NH - Kunststoff-Fenster | <NH - Kunststoff-Fenster> Kunststofffenster Standardansatz
4 | NEU 5000.S2286.001 | 04.09.2018 12:30:53 | NH Bestand | Dreieich | Zeppelinstraße 18,20 | NEU 5000.S2286.001 - 04.09.2018 12:30:53 - Dreieich - Zeppelinstraße 18,20 |  | 4 | IWU - OG - 18cm MW 035 | <IWU - OG - 18cm MW 035> oberste Geschossdecke: Auflage / MW WLS 035 / 18cm | 4 | EN_GROS.LEG | <EN_GROS.LEG> EN GROS-Formular / KVEP / Wohnfläche | 4 | IWU - AS WLS 040 | <IWU - AS WLS 040> Aufsparrendämmung WLS 040 | 4 | IWU - Auflage WLS 040 | <IWU - Auflage WLS 040> Auflage Dämmstoff WLS 040 | 4 | NH - WDVS Neopor 032 | <NH - WDVS Neopor 032> Wärmedämmverbundsystem Neopor WLS 032 |  |  |  | 4 | NH - Kellerdeckendämmung MW | <NH - Kellerdeckendämmung MW> Mineralwolle WLS 035 Pauschalansatz
5 | NEU 5000.S2287.001 | 04.09.2018 12:31:12 | NH Bestand | Dreieich | Zeppelinstraße 10,12 | NEU 5000.S2287.001 - 04.09.2018 12:31:12 - Dreieich - Zeppelinstraße 10,12 |  | 5 | IWU - OG - 24cm MW 035 | <IWU - OG - 24cm MW 035> oberste Geschossdecke: Auflage / MW WLS 035 / 24cm | 5 |  | <> | 5 | IWU - ZS 16 cm WLS 035 + AS var | <IWU - ZS 16 cm WLS 035 + AS var> Zwischensparrendämmung WLS 035 16 cm + gedämmte Installationsebene WLS 035 variable Dämmung | 5 | IWU - ZB WLS 035 | <IWU - ZB WLS 035> zwischen Balken WLS 035 | 5 |  | <>
6 | NEU 5000.S2287.002 | 04.09.2018 12:31:31 | NH Bestand | Dreieich | Zeppelinstraße 14,16 | NEU 5000.S2287.002 - 04.09.2018 12:31:31 - Dreieich - Zeppelinstraße 14,16 |  | 6 | IWU - DA+OG - 24cm MW 035 | <IWU - DA+OG - 24cm MW 035> Dach: 24 cm MW auf und zwischen Sparren / Oberste GD: 24 cm Dämmauflage / jeweil WLS 035 | 6 |  | <> | 6 | IWU - ZS WLS 035 | <IWU - ZS WLS 035> Zwischensparrendämmung WLS 035 | 6 | IWU - ZB WLS 035 var + US | <IWU - ZB WLS 035 var + US> zwischen Balken variable Dämmung WLS 035 + gedämmte Installationsebene
7 | NEU 5000.S2288.001 | 04.09.2018 12:31:50 | NH Bestand | Dreieich | Schlagfeldstraße 41-45 | NEU 5000.S2288.001 - 04.09.2018 12:31:50 - Dreieich - Schlagfeldstraße 41-45 |  | 7 | IWU - AW - WDVS 12cm PS 035 | <IWU - AW - WDVS 12cm PS 035> Außenwand: Wärmedämmverbundsystem / PS WLS 035 / 12cm | 7 |  | <> | 7 | IWU - ZS WLS 035 var + US | <IWU - ZS WLS 035 var + US> Zwischensparrendämmung variable Dämmung WLS 035 + gedämmte Installationsebene | 7 | IWU - ZB 16 cm WLS 035 + US var | <IWU - ZB 16 cm WLS 035 + US var> zwischen Balken WLS 035 16 cm + gedämmte Installationsebene WLS 035 variable Dämmung
8 | NEU 5000.S2289.001 | 04.09.2018 12:32:09 | NH Bestand | Dreieich | Schlagfeldstraße 32,34 | NEU 5000.S2289.001 - 04.09.2018 12:32:09 - Dreieich - Schlagfeldstraße 32,34 |  | 8 | IWU - AW - WDVS 16cm PS 035 | <IWU - AW - WDVS 16cm PS 035> Außenwand: Wärmedämmverbundsystem / PS WLS 035 / 16cm |  |  |  | 8 | IWU - ZS 16 cm WLS 035 + US var | <IWU - ZS 16 cm WLS 035 + US var> Zwischensparrendämmung WLS 035 16 cm + gedämmte Installationsebene WLS 035 variable Dämmung | 8 | NH - EPS 035 incl. V100 | <NH - EPS 035 incl. V100> Auflage EPS 035 incl. V100
9 | NEU 5000.S2292.001 | 04.09.2018 12:32:28 | NH Bestand | Dreieich | Gravenbruchstraße 13 | NEU 5000.S2292.001 - 04.09.2018 12:32:28 - Dreieich - Gravenbruchstraße 13 |  | 9 | IWU - AW - WDVS 20cm PS 035 | <IWU - AW - WDVS 20cm PS 035> Außenwand: Wärmedämmverbundsystem / PS WLS 035 / 20cm |  |  |  | 9 |  | <>
10 | NEU 5000.S2292.002 | 04.09.2018 12:32:49 | NH Bestand | Dreieich | Gravenbruchstraße 15 | NEU 5000.S2292.002 - 04.09.2018 12:32:49 - Dreieich - Gravenbruchstraße 15 |  | 10 | IWU - KD - 8cm PS 035 | <IWU - KD - 8cm PS 035> Kellerdecke: unterseitig / PS WLS 035 / 12cm
11 | NEU 5000.S2293.001 | 04.09.2018 12:33:08 | NH Bestand | Dreieich | Gravenbruchstraße 21 | NEU 5000.S2293.001 - 04.09.2018 12:33:08 - Dreieich - Gravenbruchstraße 21 |  | 11 | IWU - Fenster 2-S KS | <IWU - Fenster 2-S KS> neue Fenster mit 2-Scheiben-WS-Vergl. im Kunststoffrahmen
12 | NEU 5000.S2293.002 | 04.09.2018 12:33:27 | NH Bestand | Dreieich | Gravenbruchstraße 23 | NEU 5000.S2293.002 - 04.09.2018 12:33:27 - Dreieich - Gravenbruchstraße 23 |  | 12 | IWU - Gas-ZH BW Mod | <IWU - Gas-ZH BW Mod> Modernisierung Zentralheizung mit Gas-Brennwertkessel
13 | NEU 5000.S2293.003 | 04.09.2018 12:33:46 | NH Bestand | Dreieich | Gravenbruchstraße 25, 27 | NEU 5000.S2293.003 - 04.09.2018 12:33:46 - Dreieich - Gravenbruchstraße 25, 27 |  | 13 | IWU - Gas-ZH BW Mod + Sol | <IWU - Gas-ZH BW Mod + Sol> Modernisierung Zentralheizung mit Gas-Brennwertkessel und Solaranlage
14 | NEU 5000.S2293.004 | 04.09.2018 12:34:05 | NH Bestand | Dreieich | Gravenbruchstraße 29, 31 | NEU 5000.S2293.004 - 04.09.2018 12:34:05 - Dreieich - Gravenbruchstraße 29, 31 |  | 14 | IWU - LA mit WRG 80% | <IWU - LA mit WRG 80%> Installation Lüftungsanlage mit 80% Wärmerückgewinnung
15 | NEU 5000.S2294.001 | 04.09.2018 12:34:24 | NH Bestand | Dreieich | Gravenbruchstraße 11 | NEU 5000.S2294.001 - 04.09.2018 12:34:24 - Dreieich - Gravenbruchstraße 11 |  | 15 | IWU - NEH Gas Sol | <IWU - NEH Gas Sol> Niedrigenergiehaus-Standard mit Gas-Zentralheizung und Solaranlage
16 | NEU 5000.S2298.001 | 04.09.2018 12:34:42 | NH Bestand | Dreieich | Gravenbruchstraße 37 | NEU 5000.S2298.001 - 04.09.2018 12:34:42 - Dreieich - Gravenbruchstraße 37 |  | 16 | nh.esam.rb.ökonomie | <nh.esam.rb.ökonomie> NH-Kosten-Ansätze - reale Kosten - ohne Maßnahmen
17 | NEU 5000.S2619.001 | 04.09.2018 12:35:01 | NH Bestand | Neu-Isenburg | Bahnhofstraße 216 | NEU 5000.S2619.001 - 04.09.2018 12:35:01 - Neu-Isenburg - Bahnhofstraße 216 |  | 17 | nh.esam.og.dsa.eps.035.14 | <nh.esam.og.dsa.eps.035.14> Dämm-Auflage 14 cm EPS (WLS 035) mit Laufbelag (Spanplatte)
18 | NEU 5000.S2620.001 | 04.09.2018 12:35:20 | NH Bestand | Neu-Isenburg | Bahnhofstr. 214 | NEU 5000.S2620.001 - 04.09.2018 12:35:20 - Neu-Isenburg - Bahnhofstr. 214 |  | 18 | nh.esam.aw.wdvs.neopor.032.14 | <nh.esam.aw.wdvs.neopor.032.14> Wärmedämmverbundsystem 14 cm Neopor (WLS 032)
19 | NEU 5000.S2740.001 | 04.09.2018 12:35:40 | NH Bestand | Offenbach | Von-Gluck-Straße 8, 10, 12, 14 | NEU 5000.S2740.001 - 04.09.2018 12:35:40 - Offenbach - Von-Gluck-Straße 8, 10, 12, 14 |  | 19 | nh.esam.kd.us.mw.035.08 | <nh.esam.kd.us.mw.035.08> Dämmung Kellerdecken-Unterseite 8 cm Mineralwolle (WLS 035)
20 | VOK-5000.S2272.001 | 04.09.2018 12:35:58 | NH Bestand | Dreieich | Frankfurter Straße 95,97 | VOK-5000.S2272.001 - 04.09.2018 12:35:58 - Dreieich - Frankfurter Straße 95,97 |  | 20 | nh.esam.fe.ws.2.ku.4-k | <nh.esam.fe.ws.2.ku.4-k> neue Fenster mit 2-Scheiben-WS-Vergl. im Kunststoffrahmen
21 | VOK-5000.S2279.001 | 04.09.2018 12:36:17 | NH Bestand | Dreieich | Zeppelinstraße 26-30 | VOK-5000.S2279.001 - 04.09.2018 12:36:17 - Dreieich - Zeppelinstraße 26-30 |  | 21 | nh.esam.zh.neu.gas.bw.hvi | <nh.esam.zh.neu.gas.bw.hvi> Einbau neue Zentralheizung mit Gas-Brennwertkessel, horizontale Vert. innerhalb therm. Hülle
22 | VOK-5000.S2280.001 | 04.09.2018 12:36:36 | NH Bestand | Dreieich | Zeppelinstraße 22,24 | VOK-5000.S2280.001 - 04.09.2018 12:36:36 - Dreieich - Zeppelinstraße 22,24 |  | 22 | nh.esam.we.neu.ww.sol | <nh.esam.we.neu.ww.sol> Einbau therm. Solaranlage
23 | VOK-5000.S2286.001 | 04.09.2018 12:36:55 | NH Bestand | Dreieich | Zeppelinstraße 18,20 | VOK-5000.S2286.001 - 04.09.2018 12:36:55 - Dreieich - Zeppelinstraße 18,20 |  | 23 | nh.esam.zh.neu.gas.bw.hvi.sol | <nh.esam.zh.neu.gas.bw.hvi.sol> Einbau neue Zentralheizung mit Gas-Brennwertkessel, horizontale Vert. innerhalb therm. Hülle, therm. Solaranlage
24 | VOK-5000.S2287.001 | 04.09.2018 12:37:14 | NH Bestand | Dreieich | Zeppelinstraße 10,12 | VOK-5000.S2287.001 - 04.09.2018 12:37:14 - Dreieich - Zeppelinstraße 10,12 |  | 24 | nh.esam.mod.10Liter | <nh.esam.mod.10Liter> Modernisierung 10-Liter-Standard (OG, AW)
25 | VOK-5000.S2287.002 | 04.09.2018 12:37:33 | NH Bestand | Dreieich | Zeppelinstraße 14,16 | VOK-5000.S2287.002 - 04.09.2018 12:37:33 - Dreieich - Zeppelinstraße 14,16 |  | 25 | nh.esam.mod.7Liter | <nh.esam.mod.7Liter> Modernisierung 7-Liter-Standard (OG, AW, KD, FE, ZH mit BWK)
26 | VOK-5000.S2288.001 | 04.09.2018 12:37:52 | NH Bestand | Dreieich | Schlagfeldstraße 41-45 | VOK-5000.S2288.001 - 04.09.2018 12:37:52 - Dreieich - Schlagfeldstraße 41-45 |  | 26 | nh.esam.mod.NEH | <nh.esam.mod.NEH> Modernisierung NEH-Standard (OG, AW, KD, FE, ZH mit BWK + Sol)
27 | VOK-5000.S2289.001 | 04.09.2018 12:38:11 | NH Bestand | Dreieich | Schlagfeldstraße 32,34 | VOK-5000.S2289.001 - 04.09.2018 12:38:11 - Dreieich - Schlagfeldstraße 32,34 |  | 27 | EN_GROS.rb.oekonomie | <EN_GROS.rb.oekonomie> NH-Kosten-Ansätze - reale Kosten - ohne Maßnahmen
28 | VOK-5000.S2292.001 | 04.09.2018 12:38:29 | NH Bestand | Dreieich | Gravenbruchstraße 13 | VOK-5000.S2292.001 - 04.09.2018 12:38:29 - Dreieich - Gravenbruchstraße 13 |  | 28 |  | <>
29 | VOK-5000.S2292.002 | 04.09.2018 12:38:48 | NH Bestand | Dreieich | Gravenbruchstraße 15 | VOK-5000.S2292.002 - 04.09.2018 12:38:48 - Dreieich - Gravenbruchstraße 15 |  | 29 |  | <>
30 | VOK-5000.S2293.001 | 04.09.2018 12:39:07 | NH Bestand | Dreieich | Gravenbruchstraße 21 | VOK-5000.S2293.001 - 04.09.2018 12:39:07 - Dreieich - Gravenbruchstraße 21 |  | 30 |  | <>
31 | VOK-5000.S2293.002 | 04.09.2018 12:39:26 | NH Bestand | Dreieich | Gravenbruchstraße 23 | VOK-5000.S2293.002 - 04.09.2018 12:39:26 - Dreieich - Gravenbruchstraße 23 |  | 31 |  | <>
32 | VOK-5000.S2293.003 | 04.09.2018 12:39:45 | NH Bestand | Dreieich | Gravenbruchstraße 25, 27 | VOK-5000.S2293.003 - 04.09.2018 12:39:45 - Dreieich - Gravenbruchstraße 25, 27 |  | 32 |  | <>
33 | VOK-5000.S2293.004 | 04.09.2018 12:40:04 | NH Bestand | Dreieich | Gravenbruchstraße 29, 31 | VOK-5000.S2293.004 - 04.09.2018 12:40:04 - Dreieich - Gravenbruchstraße 29, 31 |  | 33 |  | <>
34 | VOK-5000.S2294.001 | 04.09.2018 12:40:23 | NH Bestand | Dreieich | Gravenbruchstraße 11 | VOK-5000.S2294.001 - 04.09.2018 12:40:23 - Dreieich - Gravenbruchstraße 11 |  | 34 |  | <>
35 | VOK-5000.S2298.001 | 04.09.2018 12:40:42 | NH Bestand | Dreieich | Gravenbruchstraße 37 | VOK-5000.S2298.001 - 04.09.2018 12:40:42 - Dreieich - Gravenbruchstraße 37 |  | 35 |  | <>
36 | VOK-5000.S2619.001 | 04.09.2018 12:41:01 | NH Bestand | Neu-Isenburg | Bahnhofstraße 216 | VOK-5000.S2619.001 - 04.09.2018 12:41:01 - Neu-Isenburg - Bahnhofstraße 216 |  | 36 |  | <>
37 | VOK-5000.S2620.001 | 04.09.2018 12:41:20 | NH Bestand | Neu-Isenburg | Bahnhofstr. 214 | VOK-5000.S2620.001 - 04.09.2018 12:41:20 - Neu-Isenburg - Bahnhofstr. 214 |  | 37 |  | <>
38 | VOK-5000.S2740.001 | 04.09.2018 12:41:40 | NH Bestand | Offenbach | Von-Gluck-Straße 8, 10, 12, 14 | VOK-5000.S2740.001 - 04.09.2018 12:41:40 - Offenbach - Von-Gluck-Straße 8, 10, 12, 14 |  | 38 |  | <>
39 | KVEP-VOK-5000.S2272.001 | 04.09.2018 13:39:33 | NH Bestand | Dreieich | Frankfurter Straße 95,97 | KVEP-VOK-5000.S2272.001 - 04.09.2018 13:39:33 - Dreieich - Frankfurter Straße 95,97 |  | 39 |  | <>
40 | KVEP-VOK-5000.S2279.001 | 04.09.2018 13:39:58 | NH Bestand | Dreieich | Zeppelinstraße 26-30 | KVEP-VOK-5000.S2279.001 - 04.09.2018 13:39:58 - Dreieich - Zeppelinstraße 26-30 |  | 40 |  | <>
41 | KVEP-VOK-5000.S2280.001 | 04.09.2018 13:40:20 | NH Bestand | Dreieich | Zeppelinstraße 22,24 | KVEP-VOK-5000.S2280.001 - 04.09.2018 13:40:20 - Dreieich - Zeppelinstraße 22,24 |  | 41 |  | <>
42 | KVEP-VOK-5000.S2286.001 | 04.09.2018 13:40:42 | NH Bestand | Dreieich | Zeppelinstraße 18,20 | KVEP-VOK-5000.S2286.001 - 04.09.2018 13:40:42 - Dreieich - Zeppelinstraße 18,20 |  | 42 |  | <>
43 | KVEP-VOK-5000.S2287.001 | 04.09.2018 13:41:04 | NH Bestand | Dreieich | Zeppelinstraße 10,12 | KVEP-VOK-5000.S2287.001 - 04.09.2018 13:41:04 - Dreieich - Zeppelinstraße 10,12 |  | 43 |  | <>
44 | KVEP-VOK-5000.S2287.002 | 04.09.2018 13:41:28 | NH Bestand | Dreieich | Zeppelinstraße 14,16 | KVEP-VOK-5000.S2287.002 - 04.09.2018 13:41:28 - Dreieich - Zeppelinstraße 14,16 |  | 44 |  | <>
45 | KVEP-VOK-5000.S2288.001 | 04.09.2018 13:41:51 | NH Bestand | Dreieich | Schlagfeldstraße 41-45 | KVEP-VOK-5000.S2288.001 - 04.09.2018 13:41:51 - Dreieich - Schlagfeldstraße 41-45 |  | 45 |  | <>
46 | KVEP-VOK-5000.S2289.001 | 04.09.2018 13:42:13 | NH Bestand | Dreieich | Schlagfeldstraße 32,34 | KVEP-VOK-5000.S2289.001 - 04.09.2018 13:42:13 - Dreieich - Schlagfeldstraße 32,34 |  | 46 |  | <>
47 | KVEP-VOK-5000.S2292.001 | 04.09.2018 13:42:35 | NH Bestand | Dreieich | Gravenbruchstraße 13 | KVEP-VOK-5000.S2292.001 - 04.09.2018 13:42:35 - Dreieich - Gravenbruchstraße 13 |  | 47 |  | <>
48 | KVEP-VOK-5000.S2292.002 | 04.09.2018 13:42:57 | NH Bestand | Dreieich | Gravenbruchstraße 15 | KVEP-VOK-5000.S2292.002 - 04.09.2018 13:42:57 - Dreieich - Gravenbruchstraße 15 |  | 48 |  | <>
49 | KVEP-VOK-5000.S2293.001 | 04.09.2018 13:43:19 | NH Bestand | Dreieich | Gravenbruchstraße 21 | KVEP-VOK-5000.S2293.001 - 04.09.2018 13:43:19 - Dreieich - Gravenbruchstraße 21 |  | 49 |  | <>
50 | KVEP-VOK-5000.S2293.002 | 04.09.2018 13:43:41 | NH Bestand | Dreieich | Gravenbruchstraße 23 | KVEP-VOK-5000.S2293.002 - 04.09.2018 13:43:41 - Dreieich - Gravenbruchstraße 23 |  | 50 |  | <>
51 | KVEP-VOK-5000.S2293.003 | 04.09.2018 13:44:03 | NH Bestand | Dreieich | Gravenbruchstraße 25, 27 | KVEP-VOK-5000.S2293.003 - 04.09.2018 13:44:03 - Dreieich - Gravenbruchstraße 25, 27 |  | 51 |  | <>
52 | KVEP-VOK-5000.S2293.004 | 04.09.2018 13:44:25 | NH Bestand | Dreieich | Gravenbruchstraße 29, 31 | KVEP-VOK-5000.S2293.004 - 04.09.2018 13:44:25 - Dreieich - Gravenbruchstraße 29, 31 |  | 52 |  | <>
53 | KVEP-VOK-5000.S2294.001 | 04.09.2018 13:44:47 | NH Bestand | Dreieich | Gravenbruchstraße 11 | KVEP-VOK-5000.S2294.001 - 04.09.2018 13:44:47 - Dreieich - Gravenbruchstraße 11 |  | 53 |  | <>
54 | KVEP-VOK-5000.S2298.001 | 04.09.2018 13:45:09 | NH Bestand | Dreieich | Gravenbruchstraße 37 | KVEP-VOK-5000.S2298.001 - 04.09.2018 13:45:09 - Dreieich - Gravenbruchstraße 37 |  | 54 |  | <>
55 | KVEP-VOK-5000.S2619.001 | 04.09.2018 13:45:32 | NH Bestand | Neu-Isenburg | Bahnhofstraße 216 | KVEP-VOK-5000.S2619.001 - 04.09.2018 13:45:32 - Neu-Isenburg - Bahnhofstraße 216 |  | 55 |  | <>
56 | KVEP-VOK-5000.S2620.001 | 04.09.2018 13:50:58 | NH Bestand | Neu-Isenburg | Bahnhofstr. 214 | KVEP-VOK-5000.S2620.001 - 04.09.2018 13:50:58 - Neu-Isenburg - Bahnhofstr. 214 |  | 56 |  | <>
57 | KVEP-VOK-5000.S2740.001 | 04.09.2018 13:46:16 | NH Bestand | Offenbach | Von-Gluck-Straße 8, 10, 12, 14 | KVEP-VOK-5000.S2740.001 - 04.09.2018 13:46:16 - Offenbach - Von-Gluck-Straße 8, 10, 12, 14 |  | 57 |  | <>
[8 empty] | 58 |  | <>
[8 empty] | 59 |  | <>
[8 empty] | 60 |  | <>
[8 empty] | 61 |  | <>
[8 empty] | 62 |  | <>
[8 empty] | 63 |  | <>
[8 empty] | 64 |  | <>
[8 empty] | 65 |  | <>
[8 empty] | 66 |  | <>
[8 empty] | 67 |  | <>
[8 empty] | 68 |  | <>
[8 empty] | 69 |  | <>
[8 empty] | 70 |  | <>
[8 empty] | 71 |  | <>
[8 empty] | 72 |  | <>
[8 empty] | 73 |  | <>
[8 empty] | 74 |  | <>
[8 empty] | 75 |  | <>
[8 empty] | 76 |  | <>
[8 empty] | 77 |  | <>
[8 empty] | 78 |  | <>
[8 empty] | 79 |  | <>
[8 empty] | 80 |  | <>
[8 empty] | 81 |  | <>
[8 empty] | 82 |  | <>
[8 empty] | 83 |  | <>
[8 empty] | 84 |  | <>
[8 empty] | 85 |  | <>
[8 empty] | 86 |  | <>
[8 empty] | 87 |  | <>
[8 empty] | 88 |  | <>
[8 empty] | 89 |  | <>
[8 empty] | 90 |  | <>
[8 empty] | 91 |  | <>
[8 empty] | 92 |  | <>
[8 empty] | 93 |  | <>
[8 empty] | 94 |  | <>
[8 empty] | 95 |  | <>
[8 empty] | 96 |  | <>
[8 empty] | 97 |  | <>
[8 empty] | 98 |  | <>
[8 empty] | 99 |  | <>
[8 empty] | 100 |  | <>
[8 empty] | 101 |  | <>
[8 empty] | 102 |  | <>
[8 empty] | 103 |  | <>
[8 empty] | 104 |  | <>
Liste aktualisieren / Filter anwenden (manuell )
Liste aktualisieren
Liste aktualisieren
Liste aktualisieren
Liste aktualisieren
Liste aktualisieren
Liste aktualisieren
Liste aktualisieren
Liste aktualisieren
Liste aktualisieren

## lists (hidden)
| list_variables_form_basics |  |  | list_variables_form_building |  |  | list_variables_form_system |  |  | list_variables_form_measures |  |  | variants | name_variants
1 | ID | ID | 1 | ID | ID | 1 | ID | ID | 1 | ID | ID | 1 | var01 |  | Var. 1 -
2 | date | date | 2 | date | date | 2 | date | date | 2 | date | date | 2 | var02 | 0 | Var. 2
3 | date_dataset_intake | date_dataset_intake | 3 | n_storeys | n_storeys | 3 | CB_centralheating_building | CB_centralheating_building | 3 | system_h_dimensioning_temp_diff | system_h_dimensioning_temp_diff | 3 | var03 | 0 | Var. 3
4 | status_dataset | status_dataset | 4 | n_apartments | n_apartments | 4 | CB_centralheating_apartment | CB_centralheating_apartment | 4 | costs_insulation_price_factor | costs_insulation_price_factor | 4 | var04 | 0 | Var. 4
5 | Fb_ID | Fb_ID | 5 | A_C_living | A_C_living | 5 | OB_f_centralheating | OB_f_centralheating | 5 | costs_window_price_factor | costs_window_price_factor | 5 | var05 | 0 | Var. 5
6 | bu_post_code | bu_post_code | 6 | OB_type_intake_year_building | OB_type_intake_year_building | 6 | CB_boiler | CB_boiler | 6 | costs_system_price_factor | costs_system_price_factor | 6 | var06 | 0 | Var. 6
7 | bu_city | bu_city | 7 | OB_year_building | OB_year_building | 7 | OB_boiler_fuel | OB_boiler_fuel | 7 | price_fuels | price_fuels | 7 | var07 | 0 | Var. 7
8 | bu_location_details1 | bu_location_details1 | 8 | year_building | year_building | 8 | OB_boiler_type | OB_boiler_type | 8 | price_dh | price_dh | 8 | var08 | 0 | Var. 8
9 | bu_location_details2 | bu_location_details2 | 9 | OB_type_intake_envelope | OB_type_intake_envelope | 9 | OB_boiler_year | OB_boiler_year | 9 | price_el | price_el
10 | bu_location_details3 | bu_location_details3 | 10 | OB_envelope_simplifications | OB_envelope_simplifications | 10 | CB_woodboiler | CB_woodboiler | 10 | f_adapt_m_c_manual | f_adapt_m_c_manual
11 | bu_remarks | bu_remarks | 11 | OB_h_room | OB_h_room | 11 | OB_woodboiler_fuel | OB_woodboiler_fuel | 11 | OB_type_adapt_m_c | OB_type_adapt_m_c
12 | ow_name | ow_name | 12 | h_room | h_room | 12 | CB_heatpump | CB_heatpump | 12 | economy_calculation_period | economy_calculation_period
13 | ow_post_code | ow_post_code | 13 | OB_attached_neighbours | OB_attached_neighbours | 13 | OB_heatpump_type | OB_heatpump_type | 13 | economy_inflation | economy_inflation
14 | ow_city | ow_city | 14 | OB_floorshape | OB_floorshape | 14 | CB_heatpump_hr | CB_heatpump_hr | 14 | economy_interest | economy_interest
15 | ow_location_details1 | ow_location_details1 | 15 | OB_attic_cond | OB_attic_cond | 15 | OB_heatpump_year | OB_heatpump_year | 15 | economy_energy_price_increase_rate | economy_energy_price_increase_rate
16 | ow_location_details2 | ow_location_details2 | 16 | CB_dormer | CB_dormer | 16 | CB_el_storage | CB_el_storage | 16 | economy_II_empty_rate_before_measures | economy_II_empty_rate_before_measures
17 | ow_location_details3 | ow_location_details3 | 17 | n_dormers | n_dormers | 17 | CB_districtheating | CB_districtheating | 17 | economy_II_rent_before_measures | economy_II_rent_before_measures
18 | ow_remarks | ow_remarks | 18 | length_dormer | length_dormer | 18 | OB_districtheating_fuel | OB_districtheating_fuel | 18 | economy_II_reference_rent | economy_II_reference_rent
19 | is_institution | is_institution | 19 | OB_cellar_cond | OB_cellar_cond | 19 | OB_districtheating_type | OB_districtheating_type | 19 | economy_II_reference_rent_upper_margin | economy_II_reference_rent_upper_margin
20 | is_name | is_name | 20 | V_e | V_e | 20 | CB_districtheating_chp | CB_districtheating_chp | 20 | economy_II_rents_price_increase_rate | economy_II_rents_price_increase_rate
21 | is_post_code | is_post_code | 21 | h_storey | h_storey | 21 | OB_sh_distribution_type | OB_sh_distribution_type | 21 | economy_II_rents_price_increase_rate_second_period | economy_II_rents_price_increase_rate_second_period
22 | is_city | is_city | 22 | A_roof | A_roof | 22 | OB_sh_distribution_year | OB_sh_distribution_year | 22 | economy_II_empty_rate_after_measures | economy_II_empty_rate_after_measures
23 | is_location_details1 | is_location_details1 | 23 | A_topceiling | A_topceiling | 23 | CB_stove_fuel | CB_stove_fuel | 23 | OB_economy_II_type_new_rent | OB_economy_II_type_new_rent
24 | is_location_details2 | is_location_details2 | 24 | A_wall | A_wall | 24 | CB_stove_oil | CB_stove_oil | 24 | economy_II_new_rent_manual | economy_II_new_rent_manual
25 | is_location_details3 | is_location_details3 | 25 | A_floor | A_floor | 25 | CB_stove_coal | CB_stove_coal | 25 | economy_II_new_rent_adaptation_factor | economy_II_new_rent_adaptation_factor
26 | is_remarks | is_remarks | 26 | A_wall_soil | A_wall_soil | 26 | CB_stove_wood | CB_stove_wood | 26 | economy_II_tax_costs | economy_II_tax_costs
27 | is_phone | is_phone | 27 | A_win | A_win | 27 | CB_stove_gas | CB_stove_gas | 27 | economy_II_depreciation_rate | economy_II_depreciation_rate
28 | is_email | is_email | 28 | A_roller_blind_case | A_roller_blind_case | 28 | CB_stove_el | CB_stove_el | 28 | economy_II_tax_rate | economy_II_tax_rate
29 | admin1 | admin1 | 29 | A_radiator_recess | A_radiator_recess | 29 | CB_stove_el_op | CB_stove_el_op | 29 | costs_roof_ID | costs_roof_ID
30 | title_admin1 | title_admin1 | 30 | A_win_S | A_win_S | 30 | CB_hw_centralheating | CB_hw_centralheating | 30 | costs_roof_name | costs_roof_name
31 | admin2 | admin2 | 31 | A_win_E_W | A_win_E_W | 31 | CB_hw_gas_storage | CB_hw_gas_storage | 31 | costs_roof_description_1 | costs_roof_description_1
32 | title_admin2 | title_admin2 | 32 | A_win_N | A_win_N | 32 | CB_hw_central_el_storage | CB_hw_central_el_storage | 32 | costs_roof_description_2 | costs_roof_description_2
33 | admin3 | admin3 | 33 | A_win_SW_SE | A_win_SW_SE | 33 | CB_hw_cellar_heatpump | CB_hw_cellar_heatpump | 33 | OB_costs_roof_template | OB_costs_roof_template
34 | title_admin3 | title_admin3 | 34 | A_win_NW_NE | A_win_NW_NE | 34 | CB_hw_gas_heater | CB_hw_gas_heater | 34 | OB_costs_roof_type_measure | OB_costs_roof_type_measure
35 | admin4 | admin4 | 35 | A_win_H | A_win_H | 35 | CB_hw_el_heater | CB_hw_el_heater | 35 | costs_roof_R_sup | costs_roof_R_sup
36 | title_admin4 | title_admin4 | 36 | OB_type_intake_U_value | OB_type_intake_U_value | 36 | CB_hw_decentral_el_storage | CB_hw_decentral_el_storage | 36 | costs_roof_R_sup_description | costs_roof_R_sup_description
37 | admin5 | admin5 | 37 | CB_roof_massive | CB_roof_massive | 37 | CB_hw_circ | CB_hw_circ | 37 | costs_roof_material_insulation | costs_roof_material_insulation
38 | title_admin5 | title_admin5 | 38 | CB_topceiling_massive | CB_topceiling_massive | 38 | CB_hw_solar | CB_hw_solar | 38 | costs_roof_lambda_insulation | costs_roof_lambda_insulation
39 | admin6 | admin6 | 39 | CB_wall_massive | CB_wall_massive | 39 | OB_hw_distribution_year | OB_hw_distribution_year | 39 | costs_roof_correction_envelope_area | costs_roof_correction_envelope_area
40 | title_admin6 | title_admin6 | 40 | CB_floor_massive | CB_floor_massive | 40 | OB_hw_storage_year | OB_hw_storage_year | 40 | costs_roof_costs_basis_absolute | costs_roof_costs_basis_absolute
41 | admin7 | admin7 | 41 | CB_roof_wood | CB_roof_wood | 41 | consumption_oil | consumption_oil | 41 | costs_roof_costs_basis_per_sqm_living_area | costs_roof_costs_basis_per_sqm_living_area
42 | title_admin7 | title_admin7 | 42 | CB_topceiling_wood | CB_topceiling_wood | 42 | consumption_natural_gas | consumption_natural_gas | 42 | costs_roof_costs_basis_per_apartment | costs_roof_costs_basis_per_apartment
43 | admin8 | admin8 | 43 | CB_wall_wood | CB_wall_wood | 43 | OB_consumption_natural_gas | OB_consumption_natural_gas | 43 | costs_roof_costs_basis_per_sqm | costs_roof_costs_basis_per_sqm
44 | title_admin8 | title_admin8 | 44 | CB_floor_wood | CB_floor_wood | 44 | consumption_liquid_gas | consumption_liquid_gas | 44 | costs_roof_costs_per_cm_per_sqm | costs_roof_costs_per_cm_per_sqm
45 | admin9 | admin9 | 45 | OB_type_intake_d_insulation | OB_type_intake_d_insulation | 45 | consumption_coal | consumption_coal | 45 | costs_roof_f_costs_anyway | costs_roof_f_costs_anyway
46 | title_admin9 | title_admin9 | 46 | OB_d_insulation_roof | OB_d_insulation_roof | 46 | consumption_dh | consumption_dh | 46 | costs_roof_costs_anyway_per_sqm | costs_roof_costs_anyway_per_sqm
47 | admin10 | admin10 | 47 | OB_d_insulation_topceiling | OB_d_insulation_topceiling | 47 | consumption_el | consumption_el | 47 | costs_roof_relative_annual_costs_maintanance | costs_roof_relative_annual_costs_maintanance
48 | title_admin10 | title_admin10 | 48 | OB_d_insulation_wall | OB_d_insulation_wall | 48 | consumption_firewood | consumption_firewood | 48 | costs_topceiling_ID | costs_topceiling_ID
49 | NrVar_EnEV_Mod_Ref | NrVar_EnEV_Mod_Ref | 49 | OB_d_insulation_floor | OB_d_insulation_floor | 49 | consumption_woodpellets | consumption_woodpellets | 49 | costs_topceiling_name | costs_topceiling_name
50 | NrVar_EnEV_Mod_Var_1 | NrVar_EnEV_Mod_Var_1 | 50 | d_insulation_roof | d_insulation_roof | 50 | OB_consumption_with_hw | OB_consumption_with_hw | 50 | costs_topceiling_description_1 | costs_topceiling_description_1
51 | NrVar_EnEV_Mod_Var_2 | NrVar_EnEV_Mod_Var_2 | 51 | d_insulation_topceiling | d_insulation_topceiling | 51 | consumption_year1 | consumption_year1 | 51 | costs_topceiling_description_2 | costs_topceiling_description_2
52 | EnEV_Objekt_Typ | EnEV_Objekt_Typ | 52 | d_insulation_wall | d_insulation_wall | 52 | consumption_year2 | consumption_year2 | 52 | OB_costs_topceiling_template | OB_costs_topceiling_template
53 | Ausstellgrund_Neubau | Ausstellgrund_Neubau | 53 | d_insulation_floor | d_insulation_floor | 53 | OB_modernisation_in_consumption_period | OB_modernisation_in_consumption_period | 53 | OB_costs_topceiling_type_measure | OB_costs_topceiling_type_measure
54 | Ausstellgrund_Vermietung | Ausstellgrund_Vermietung | 54 | OB_type_intake_lambda | OB_type_intake_lambda | 54 | OB_type_intake_ventilation | OB_type_intake_ventilation | 54 | costs_topceiling_R_sup | costs_topceiling_R_sup
55 | Ausstellgrund_Modernisierung | Ausstellgrund_Modernisierung | 55 | lambda_insulation_roof | lambda_insulation_roof | 55 | OB_type_vent | OB_type_vent | 55 | costs_topceiling_R_sup_description | costs_topceiling_R_sup_description
56 | Ausstellgrund_Sonstiges | Ausstellgrund_Sonstiges | 56 | lambda_insulation_topceiling | lambda_insulation_topceiling | 56 | n_vent_mech | n_vent_mech | 56 | costs_topceiling_material_insulation | costs_topceiling_material_insulation
57 | Ermittlung_durch_Energiebedarf | Ermittlung_durch_Energiebedarf | 57 | lambda_insulation_wall | lambda_insulation_wall | 57 | n_vent_other | n_vent_other | 57 | costs_topceiling_lambda_insulation | costs_topceiling_lambda_insulation
58 | Ermittlung_durch_Energieverbrauch | Ermittlung_durch_Energieverbrauch | 58 | lambda_insulation_floor | lambda_insulation_floor | 58 | eta_vent_rec | eta_vent_rec | 58 | costs_topceiling_correction_envelope_area | costs_topceiling_correction_envelope_area
59 | HinweiseZusatzInfos | HinweiseZusatzInfos | 59 | OB_type_intake_f_insulation | OB_type_intake_f_insulation | 59 | OB_method_sys | OB_method_sys | 59 | costs_topceiling_costs_basis_absolute | costs_topceiling_costs_basis_absolute
60 | Aussteller_AusgabeArt | Aussteller_AusgabeArt | 60 | OB_f_insulation_roof | OB_f_insulation_roof | 60 | OB_table_sys | OB_table_sys | 60 | costs_topceiling_costs_basis_per_sqm_living_area | costs_topceiling_costs_basis_per_sqm_living_area
61 | Datenerhebung_Eigentuemer | Datenerhebung_Eigentuemer | 61 | OB_f_insulation_topceiling | OB_f_insulation_topceiling | 61 | OB_table_energyware | OB_table_energyware | 61 | costs_topceiling_costs_basis_per_apartment | costs_topceiling_costs_basis_per_apartment
62 | Datenerhebung_Aussteller | Datenerhebung_Aussteller | 62 | OB_f_insulation_wall | OB_f_insulation_wall | 62 | #N/A |  | 62 | costs_topceiling_costs_basis_per_sqm | costs_topceiling_costs_basis_per_sqm
63 | DenaAusstellerNr | DenaAusstellerNr | 63 | OB_f_insulation_floor | OB_f_insulation_floor | 63 | #N/A |  | 63 | costs_topceiling_costs_per_cm_per_sqm | costs_topceiling_costs_per_cm_per_sqm
64 | AusstellerLogo_Pfad | AusstellerLogo_Pfad | 64 | f_insulation_roof | f_insulation_roof | 64 | #N/A |  | 64 | costs_topceiling_f_costs_anyway | costs_topceiling_f_costs_anyway
65 | GebaeudeFoto_Pfad | GebaeudeFoto_Pfad | 65 | f_insulation_topceiling | f_insulation_topceiling | 65 | #N/A |  | 65 | costs_topceiling_costs_anyway_per_sqm | costs_topceiling_costs_anyway_per_sqm
66 | ErneuerbareEnergien_Einsetzbarkeit | ErneuerbareEnergien_Einsetzbarkeit | 66 | f_insulation_wall | f_insulation_wall | 66 | #N/A |  | 66 | costs_topceiling_relative_annual_costs_maintanance | costs_topceiling_relative_annual_costs_maintanance
67 | ErneuerbareEnergien_Heizung | ErneuerbareEnergien_Heizung | 67 | f_insulation_floor | f_insulation_floor | 67 | #N/A |  | 67 | costs_wall_ID | costs_wall_ID
68 | ErneuerbareEnergien_Warmwasser | ErneuerbareEnergien_Warmwasser | 68 | CB_win_1_pane | CB_win_1_pane | 68 | #N/A |  | 68 | costs_wall_name | costs_wall_name
69 | ErneuerbareEnergien_Lueftung | ErneuerbareEnergien_Lueftung | 69 | CB_win_2_panes | CB_win_2_panes | 69 | #N/A |  | 69 | costs_wall_description_1 | costs_wall_description_1
70 | ErneuerbareEnergien_Kuehlung | ErneuerbareEnergien_Kuehlung | 70 | CB_win_3_panes | CB_win_3_panes | 70 | #N/A |  | 70 | costs_wall_description_2 | costs_wall_description_2
71 | Empfehlungen_moeglich | Empfehlungen_moeglich | 71 | CB_win_iso | CB_win_iso | 71 | #N/A |  | 71 | OB_costs_wall_template | OB_costs_wall_template
72 | Empfehlungen_Bau_Anlagenteil_1 | Empfehlungen_Bau_Anlagenteil_1 | 72 | CB_win_therm | CB_win_therm | 72 | #N/A |  | 72 | OB_costs_wall_type_measure | OB_costs_wall_type_measure
73 | Empfehlungen_Bau_Anlagenteil_2 | Empfehlungen_Bau_Anlagenteil_2 | 73 | CB_win_frames_wood | CB_win_frames_wood | 73 | #N/A |  | 73 | costs_wall_R_sup | costs_wall_R_sup
74 | Empfehlungen_Bau_Anlagenteil_3 | Empfehlungen_Bau_Anlagenteil_3 | 74 | CB_win_frames_plastic | CB_win_frames_plastic | 74 | #N/A |  | 74 | costs_wall_R_sup_description | costs_wall_R_sup_description
75 | Empfehlungen_Bau_Anlagenteil_4 | Empfehlungen_Bau_Anlagenteil_4 | 75 | CB_win_frames_metal | CB_win_frames_metal | 75 | #N/A |  | 75 | costs_wall_material_insulation | costs_wall_material_insulation
76 | Empfehlungen_Bau_Anlagenteil_5 | Empfehlungen_Bau_Anlagenteil_5 | 76 | CB_frames_insulated | CB_frames_insulated | 76 | #N/A |  | 76 | costs_wall_lambda_insulation | costs_wall_lambda_insulation
77 | Empfehlungen_Bau_Anlagenteil_6 | Empfehlungen_Bau_Anlagenteil_6 | 77 | year_window | year_window | 77 | #N/A |  | 77 | costs_wall_correction_envelope_area | costs_wall_correction_envelope_area
78 | Empfehlungen_Bau_Anlagenteil_7 | Empfehlungen_Bau_Anlagenteil_7 | 78 | U_win_direct | U_win_direct | 78 | #N/A |  | 78 | costs_wall_costs_basis_absolute | costs_wall_costs_basis_absolute
79 | Empfehlungen_Bau_Anlagenteil_8 | Empfehlungen_Bau_Anlagenteil_8 | 79 | CB_roller_blind | CB_roller_blind | 79 | #N/A |  | 79 | costs_wall_costs_basis_per_sqm_living_area | costs_wall_costs_basis_per_sqm_living_area
80 | Empfehlungen_Bau_Anlagenteil_9 | Empfehlungen_Bau_Anlagenteil_9 | 80 | CB_radiator_recess | CB_radiator_recess | 80 | #N/A |  | 80 | costs_wall_costs_basis_per_apartment | costs_wall_costs_basis_per_apartment
81 | Empfehlungen_Bau_Anlagenteil_10 | Empfehlungen_Bau_Anlagenteil_10 | 81 | OB_thermal_bridges | OB_thermal_bridges | 81 | #N/A |  | 81 | costs_wall_costs_basis_per_sqm | costs_wall_costs_basis_per_sqm
82 | Empfehlungen_Bau_Anlagenteil_11 | Empfehlungen_Bau_Anlagenteil_11 | 82 | U_roof | U_roof | 82 | #N/A |  | 82 | costs_wall_costs_per_cm_per_sqm | costs_wall_costs_per_cm_per_sqm
83 | Empfehlungen_Bau_Anlagenteil_12 | Empfehlungen_Bau_Anlagenteil_12 | 83 | U_topceiling | U_topceiling | 83 | #N/A |  | 83 | costs_wall_f_costs_anyway | costs_wall_f_costs_anyway
84 | Empfehlungen_Bau_Anlagenteil_13 | Empfehlungen_Bau_Anlagenteil_13 | 84 | U_wall | U_wall | 84 | #N/A |  | 84 | costs_wall_costs_anyway_per_sqm | costs_wall_costs_anyway_per_sqm
85 | Empfehlungen_Bau_Anlagenteil_14 | Empfehlungen_Bau_Anlagenteil_14 | 85 | U_floor | U_floor | 85 | #N/A |  | 85 | costs_wall_relative_annual_costs_maintanance | costs_wall_relative_annual_costs_maintanance
86 | Empfehlungen_Bau_Anlagenteil_15 | Empfehlungen_Bau_Anlagenteil_15 | 86 | U_wall_soil | U_wall_soil | 86 | #N/A |  | 86 | costs_wall_cellar_ID | costs_wall_cellar_ID
87 | Empfehlungen_Bau_Anlagenteil_16 | Empfehlungen_Bau_Anlagenteil_16 | 87 | U_win | U_win | 87 | #N/A |  | 87 | costs_wall_cellar_name | costs_wall_cellar_name
88 | Empfehlungen_Bau_Anlagenteil_17 | Empfehlungen_Bau_Anlagenteil_17 | 88 | U_roller_blind_case | U_roller_blind_case | 88 | #N/A |  | 88 | costs_wall_cellar_description_1 | costs_wall_cellar_description_1
89 | Empfehlungen_Bau_Anlagenteil_18 | Empfehlungen_Bau_Anlagenteil_18 | 89 | U_radiator_recess | U_radiator_recess | 89 | #N/A |  | 89 | costs_wall_cellar_description_2 | costs_wall_cellar_description_2
90 | Empfehlungen_Bau_Anlagenteil_19 | Empfehlungen_Bau_Anlagenteil_19 | 90 | g_win_orthogonal | g_win_orthogonal | 90 | #N/A |  | 90 | OB_costs_wall_cellar_template | OB_costs_wall_cellar_template
91 | Empfehlungen_Bau_Anlagenteil_20 | Empfehlungen_Bau_Anlagenteil_20 | 91 | F_shade | F_shade | 91 | #N/A |  | 91 | OB_costs_wall_cellar_type_measure | OB_costs_wall_cellar_type_measure
92 | Empfehlungen_Bau_Anlagenteil_21 | Empfehlungen_Bau_Anlagenteil_21 | 92 | F_frame | F_frame | 92 | #N/A |  | 92 | costs_wall_cellar_R_sup | costs_wall_cellar_R_sup
93 | Empfehlungen_Bau_Anlagenteil_22 | Empfehlungen_Bau_Anlagenteil_22 | 93 | OB_constr_special | OB_constr_special | 93 | #N/A |  | 93 | costs_wall_cellar_R_sup_description | costs_wall_cellar_R_sup_description
94 | Empfehlungen_Bau_Anlagenteil_23 | Empfehlungen_Bau_Anlagenteil_23 | 94 | OB_airtight | OB_airtight | 94 | #N/A |  | 94 | costs_wall_cellar_material_insulation | costs_wall_cellar_material_insulation
95 | Empfehlungen_Bau_Anlagenteil_24 | Empfehlungen_Bau_Anlagenteil_24 | 95 | OB_type_ref_area | OB_type_ref_area | 95 | #N/A |  | 95 | costs_wall_cellar_lambda_insulation | costs_wall_cellar_lambda_insulation
96 | Empfehlungen_Bau_Anlagenteil_25 | Empfehlungen_Bau_Anlagenteil_25 | 96 | OB_method_h | OB_method_h | 96 | #N/A |  | 96 | costs_wall_cellar_correction_envelope_area | costs_wall_cellar_correction_envelope_area
97 | Empfehlungen_Bau_Anlagenteil_26 | Empfehlungen_Bau_Anlagenteil_26 | 97 | OB_climate | OB_climate | 97 | #N/A |  | 97 | costs_wall_cellar_costs_basis_absolute | costs_wall_cellar_costs_basis_absolute
98 | Empfehlungen_Bau_Anlagenteil_27 | Empfehlungen_Bau_Anlagenteil_27 | 98 | #N/A |  | 98 | #N/A |  | 98 | costs_wall_cellar_costs_basis_per_sqm_living_area | costs_wall_cellar_costs_basis_per_sqm_living_area
99 | Empfehlungen_Bau_Anlagenteil_28 | Empfehlungen_Bau_Anlagenteil_28 | 99 | #N/A |  | 99 | #N/A |  | 99 | costs_wall_cellar_costs_basis_per_apartment | costs_wall_cellar_costs_basis_per_apartment
100 | Empfehlungen_Bau_Anlagenteil_29 | Empfehlungen_Bau_Anlagenteil_29 | 100 | #N/A |  | 100 | #N/A |  | 100 | costs_wall_cellar_costs_basis_per_sqm | costs_wall_cellar_costs_basis_per_sqm
101 | Empfehlungen_Bau_Anlagenteil_30 | Empfehlungen_Bau_Anlagenteil_30 | 101 | #N/A |  | 101 | #N/A |  | 101 | costs_wall_cellar_costs_per_cm_per_sqm | costs_wall_cellar_costs_per_cm_per_sqm
102 | Empfehlungen_Bau_Anlagenteil_31 | Empfehlungen_Bau_Anlagenteil_31 | 102 | #N/A |  | 102 | #N/A |  | 102 | costs_wall_cellar_f_costs_anyway | costs_wall_cellar_f_costs_anyway
103 | Empfehlungen_Bau_Anlagenteil_32 | Empfehlungen_Bau_Anlagenteil_32 | 103 | #N/A |  | 103 | #N/A |  | 103 | costs_wall_cellar_costs_anyway_per_sqm | costs_wall_cellar_costs_anyway_per_sqm
104 | Empfehlungen_Massnahmen_1 | Empfehlungen_Massnahmen_1 | 104 | #N/A |  | 104 | #N/A |  | 104 | costs_wall_cellar_relative_annual_costs_maintanance | costs_wall_cellar_relative_annual_costs_maintanance
105 | Empfehlungen_Massnahmen_2 | Empfehlungen_Massnahmen_2 | 105 | #N/A |  | 105 | #N/A |  | 105 | costs_floor_ID | costs_floor_ID
106 | Empfehlungen_Massnahmen_3 | Empfehlungen_Massnahmen_3 | 106 | #N/A |  | 106 | #N/A |  | 106 | costs_floor_name | costs_floor_name
107 | Empfehlungen_Massnahmen_4 | Empfehlungen_Massnahmen_4 | 107 | #N/A |  | 107 | #N/A |  | 107 | costs_floor_description_1 | costs_floor_description_1
108 | Empfehlungen_Massnahmen_5 | Empfehlungen_Massnahmen_5 | 108 | #N/A |  | 108 | #N/A |  | 108 | costs_floor_description_2 | costs_floor_description_2
109 | Empfehlungen_Massnahmen_6 | Empfehlungen_Massnahmen_6 | 109 | #N/A |  | 109 | #N/A |  | 109 | OB_costs_floor_template | OB_costs_floor_template
110 | Empfehlungen_Massnahmen_7 | Empfehlungen_Massnahmen_7 | 110 | #N/A |  | 110 | #N/A |  | 110 | OB_costs_floor_type_measure | OB_costs_floor_type_measure
111 | Empfehlungen_Massnahmen_8 | Empfehlungen_Massnahmen_8 | 111 | #N/A |  | 111 | #N/A |  | 111 | costs_floor_R_sup | costs_floor_R_sup
112 | Empfehlungen_Massnahmen_9 | Empfehlungen_Massnahmen_9 | 112 | #N/A |  | 112 | #N/A |  | 112 | costs_floor_R_sup_description | costs_floor_R_sup_description
113 | Empfehlungen_Massnahmen_10 | Empfehlungen_Massnahmen_10 | 113 | #N/A |  | 113 | #N/A |  | 113 | costs_floor_material_insulation | costs_floor_material_insulation
114 | Empfehlungen_Massnahmen_11 | Empfehlungen_Massnahmen_11 | 114 | #N/A |  | 114 | #N/A |  | 114 | costs_floor_lambda_insulation | costs_floor_lambda_insulation
115 | Empfehlungen_Massnahmen_12 | Empfehlungen_Massnahmen_12 | 115 | #N/A |  | 115 | #N/A |  | 115 | costs_floor_correction_envelope_area | costs_floor_correction_envelope_area
116 | Empfehlungen_Massnahmen_13 | Empfehlungen_Massnahmen_13 | 116 | #N/A |  | 116 | #N/A |  | 116 | costs_floor_costs_basis_absolute | costs_floor_costs_basis_absolute
117 | Empfehlungen_Massnahmen_14 | Empfehlungen_Massnahmen_14 | 117 | #N/A |  | 117 | #N/A |  | 117 | costs_floor_costs_basis_per_sqm_living_area | costs_floor_costs_basis_per_sqm_living_area
118 | Empfehlungen_Massnahmen_15 | Empfehlungen_Massnahmen_15 | 118 | #N/A |  | 118 | #N/A |  | 118 | costs_floor_costs_basis_per_apartment | costs_floor_costs_basis_per_apartment
119 | Empfehlungen_Massnahmen_16 | Empfehlungen_Massnahmen_16 | 119 | #N/A |  | 119 | #N/A |  | 119 | costs_floor_costs_basis_per_sqm | costs_floor_costs_basis_per_sqm
120 | Empfehlungen_Massnahmen_17 | Empfehlungen_Massnahmen_17 | 120 | #N/A |  | 120 | #N/A |  | 120 | costs_floor_costs_per_cm_per_sqm | costs_floor_costs_per_cm_per_sqm
121 | Empfehlungen_Massnahmen_18 | Empfehlungen_Massnahmen_18 | 121 | #N/A |  | 121 | #N/A |  | 121 | costs_floor_f_costs_anyway | costs_floor_f_costs_anyway
122 | Empfehlungen_Massnahmen_19 | Empfehlungen_Massnahmen_19 | 122 | #N/A |  | 122 | #N/A |  | 122 | costs_floor_costs_anyway_per_sqm | costs_floor_costs_anyway_per_sqm
123 | Empfehlungen_Massnahmen_20 | Empfehlungen_Massnahmen_20 | 123 | #N/A |  | 123 | #N/A |  | 123 | costs_floor_relative_annual_costs_maintanance | costs_floor_relative_annual_costs_maintanance
124 | Empfehlungen_Massnahmen_21 | Empfehlungen_Massnahmen_21 | 124 | #N/A |  | 124 | #N/A |  | 124 | costs_window_ID | costs_window_ID
125 | Empfehlungen_Massnahmen_22 | Empfehlungen_Massnahmen_22 | 125 | #N/A |  | 125 | #N/A |  | 125 | costs_window_name | costs_window_name
126 | Empfehlungen_Massnahmen_23 | Empfehlungen_Massnahmen_23 | 126 | #N/A |  | 126 | #N/A |  | 126 | costs_window_description_1 | costs_window_description_1
127 | Empfehlungen_Massnahmen_24 | Empfehlungen_Massnahmen_24 | 127 | #N/A |  | 127 | #N/A |  | 127 | costs_window_description_2 | costs_window_description_2
128 | Empfehlungen_Massnahmen_25 | Empfehlungen_Massnahmen_25 | 128 | #N/A |  | 128 | #N/A |  | 128 | OB_costs_window_template | OB_costs_window_template
129 | Empfehlungen_Massnahmen_26 | Empfehlungen_Massnahmen_26 | 129 | #N/A |  | 129 | #N/A |  | 129 | OB_costs_window_type_measure | OB_costs_window_type_measure
130 | Empfehlungen_Massnahmen_27 | Empfehlungen_Massnahmen_27 | 130 | #N/A |  | 130 | #N/A |  | 130 | costs_window_2_panes_costs_absolute | costs_window_2_panes_costs_absolute
131 | Empfehlungen_Massnahmen_28 | Empfehlungen_Massnahmen_28 | 131 | #N/A |  | 131 | #N/A |  | 131 | costs_window_2_panes_costs_per_sqm_living_area | costs_window_2_panes_costs_per_sqm_living_area
132 | Empfehlungen_Massnahmen_29 | Empfehlungen_Massnahmen_29 | 132 | #N/A |  | 132 | #N/A |  | 132 | costs_window_2_panes_costs_per_apartment | costs_window_2_panes_costs_per_apartment
133 | Empfehlungen_Massnahmen_30 | Empfehlungen_Massnahmen_30 | 133 | #N/A |  | 133 | #N/A |  | 133 | costs_window_2_panes_costs_per_sqm | costs_window_2_panes_costs_per_sqm
134 | Empfehlungen_Massnahmen_31 | Empfehlungen_Massnahmen_31 | 134 | #N/A |  | 134 | #N/A |  | 134 | costs_window_2_panes_f_costs_anyway | costs_window_2_panes_f_costs_anyway
135 | Empfehlungen_Massnahmen_32 | Empfehlungen_Massnahmen_32 | 135 | #N/A |  | 135 | #N/A |  | 135 | costs_window_2_panes_costs_anyway_per_sqm | costs_window_2_panes_costs_anyway_per_sqm
136 | Vergleich_gemaessNummern_1 | Vergleich_gemaessNummern_1 | 136 | #N/A |  | 136 | #N/A |  | 136 | costs_window_2_panes_relative_annual_costs_maintanance | costs_window_2_panes_relative_annual_costs_maintanance
137 | Vergleich_gemaessNummern_2 | Vergleich_gemaessNummern_2 | 137 | #N/A |  | 137 | #N/A |  | 137 | costs_window_3_panes_costs_absolute | costs_window_3_panes_costs_absolute
138 | Batch_incl_Var1 | Batch_incl_Var1 | 138 | #N/A |  | 138 | #N/A |  | 138 | costs_window_3_panes_costs_per_sqm_living_area | costs_window_3_panes_costs_per_sqm_living_area
139 | Batch_incl_Var2 | Batch_incl_Var2 | 139 | #N/A |  | 139 | #N/A |  | 139 | costs_window_3_panes_costs_per_apartment | costs_window_3_panes_costs_per_apartment
140 | Batch_incl_Var3 | Batch_incl_Var3 | 140 | #N/A |  | 140 | #N/A |  | 140 | costs_window_3_panes_costs_per_sqm | costs_window_3_panes_costs_per_sqm
141 | Batch_incl_Var4 | Batch_incl_Var4 | 141 | #N/A |  | 141 | #N/A |  | 141 | costs_window_3_panes_f_costs_anyway | costs_window_3_panes_f_costs_anyway
142 | Batch_incl_Var5 | Batch_incl_Var5 | 142 | #N/A |  | 142 | #N/A |  | 142 | costs_window_3_panes_costs_anyway_per_sqm | costs_window_3_panes_costs_anyway_per_sqm
143 | Batch_incl_Var6 | Batch_incl_Var6 | 143 | #N/A |  | 143 | #N/A |  | 143 | costs_window_3_panes_relative_annual_costs_maintanance | costs_window_3_panes_relative_annual_costs_maintanance
144 | Batch_incl_Var7 | Batch_incl_Var7 | 144 | #N/A |  | 144 | #N/A |  | 144 | costs_system_ID | costs_system_ID
145 | Batch_incl_Var8 | Batch_incl_Var8 | 145 | #N/A |  | 145 | #N/A |  | 145 | costs_system_name | costs_system_name
146 | Batch_incl_Var9 | Batch_incl_Var9 | 146 | #N/A |  | 146 | #N/A |  | 146 | costs_system_description_1 | costs_system_description_1
147 | Batch_incl_Var10 | Batch_incl_Var10 | 147 | #N/A |  | 147 | #N/A |  | 147 | costs_system_description_2 | costs_system_description_2
148 | auto_name_var1 | auto_name_var1 | 148 | #N/A |  | 148 | #N/A |  | 148 | OB_costs_system_template | OB_costs_system_template
149 | auto_name_var2 | auto_name_var2 | 149 | #N/A |  | 149 | #N/A |  | 149 | costs_boiler_ID | costs_boiler_ID
150 | auto_name_var3 | auto_name_var3 | 150 | #N/A |  | 150 | #N/A |  | 150 | costs_boiler_name | costs_boiler_name
151 | auto_name_var4 | auto_name_var4 | 151 | #N/A |  | 151 | #N/A |  | 151 | costs_boiler_description_1 | costs_boiler_description_1
152 | auto_name_var5 | auto_name_var5 | 152 | #N/A |  | 152 | #N/A |  | 152 | costs_boiler_description_2 | costs_boiler_description_2
153 | auto_name_var6 | auto_name_var6 | 153 | #N/A |  | 153 | #N/A |  | 153 | costs_boiler_gas_lt_P_therm_min | costs_boiler_gas_lt_P_therm_min
154 | auto_name_var7 | auto_name_var7 | 154 | #N/A |  | 154 | #N/A |  | 154 | costs_boiler_gas_lt_f_oversize | costs_boiler_gas_lt_f_oversize
155 | auto_name_var8 | auto_name_var8 | 155 | #N/A |  | 155 | #N/A |  | 155 | costs_boiler_gas_lt_absolute | costs_boiler_gas_lt_absolute
156 | auto_name_var9 | auto_name_var9 | 156 | #N/A |  | 156 | #N/A |  | 156 | costs_boiler_gas_lt_per_apartment | costs_boiler_gas_lt_per_apartment
157 | auto_name_var10 | auto_name_var10 | 157 | #N/A |  | 157 | #N/A |  | 157 | costs_boiler_gas_lt_per_sqm_living_area | costs_boiler_gas_lt_per_sqm_living_area
158 | auto_import_var_form_building_var1 | auto_import_var_form_building_var1 | 158 | #N/A |  | 158 | #N/A |  | 158 | costs_boiler_gas_lt_per_sqm_living_area_exponent | costs_boiler_gas_lt_per_sqm_living_area_exponent
159 | auto_import_var_form_building_var2 | auto_import_var_form_building_var2 | 159 | #N/A |  | 159 | #N/A |  | 159 | costs_boiler_gas_lt_per_kW | costs_boiler_gas_lt_per_kW
160 | auto_import_var_form_building_var3 | auto_import_var_form_building_var3 | 160 | #N/A |  | 160 | #N/A |  | 160 | costs_boiler_gas_lt_per_kW_exponent | costs_boiler_gas_lt_per_kW_exponent
161 | auto_import_var_form_building_var4 | auto_import_var_form_building_var4 | 161 | #N/A |  | 161 | #N/A |  | 161 | costs_boiler_gas_c_P_therm_min | costs_boiler_gas_c_P_therm_min
162 | auto_import_var_form_building_var5 | auto_import_var_form_building_var5 | 162 | #N/A |  | 162 | #N/A |  | 162 | costs_boiler_gas_c_f_oversize | costs_boiler_gas_c_f_oversize
163 | auto_import_var_form_building_var6 | auto_import_var_form_building_var6 | 163 | #N/A |  | 163 | #N/A |  | 163 | costs_boiler_gas_c_absolute | costs_boiler_gas_c_absolute
164 | auto_import_var_form_building_var7 | auto_import_var_form_building_var7 | 164 | #N/A |  | 164 | #N/A |  | 164 | costs_boiler_gas_c_per_apartment | costs_boiler_gas_c_per_apartment
165 | auto_import_var_form_building_var8 | auto_import_var_form_building_var8 | 165 | #N/A |  | 165 | #N/A |  | 165 | costs_boiler_gas_c_per_sqm_living_area | costs_boiler_gas_c_per_sqm_living_area
166 | auto_import_var_form_building_var9 | auto_import_var_form_building_var9 | 166 | #N/A |  | 166 | #N/A |  | 166 | costs_boiler_gas_c_per_sqm_living_area_exponent | costs_boiler_gas_c_per_sqm_living_area_exponent
167 | auto_import_var_form_building_var10 | auto_import_var_form_building_var10 | 167 | #N/A |  | 167 | #N/A |  | 167 | costs_boiler_gas_c_per_kW | costs_boiler_gas_c_per_kW
168 | auto_import_var_form_system_var1 | auto_import_var_form_system_var1 | 168 | #N/A |  | 168 | #N/A |  | 168 | costs_boiler_gas_c_per_kW_exponent | costs_boiler_gas_c_per_kW_exponent
169 | auto_import_var_form_system_var2 | auto_import_var_form_system_var2 | 169 | #N/A |  | 169 | #N/A |  | 169 | costs_boiler_oil_lt_P_therm_min | costs_boiler_oil_lt_P_therm_min
170 | auto_import_var_form_system_var3 | auto_import_var_form_system_var3 | 170 | #N/A |  | 170 | #N/A |  | 170 | costs_boiler_oil_lt_f_oversize | costs_boiler_oil_lt_f_oversize
171 | auto_import_var_form_system_var4 | auto_import_var_form_system_var4 | 171 | #N/A |  | 171 | #N/A |  | 171 | costs_boiler_oil_lt_absolute | costs_boiler_oil_lt_absolute
172 | auto_import_var_form_system_var5 | auto_import_var_form_system_var5 | 172 | #N/A |  | 172 | #N/A |  | 172 | costs_boiler_oil_lt_per_apartment | costs_boiler_oil_lt_per_apartment
173 | auto_import_var_form_system_var6 | auto_import_var_form_system_var6 | 173 | #N/A |  | 173 | #N/A |  | 173 | costs_boiler_oil_lt_per_sqm_living_area | costs_boiler_oil_lt_per_sqm_living_area
174 | auto_import_var_form_system_var7 | auto_import_var_form_system_var7 | 174 | #N/A |  | 174 | #N/A |  | 174 | costs_boiler_oil_lt_per_sqm_living_area_exponent | costs_boiler_oil_lt_per_sqm_living_area_exponent
175 | auto_import_var_form_system_var8 | auto_import_var_form_system_var8 | 175 | #N/A |  | 175 | #N/A |  | 175 | costs_boiler_oil_lt_per_kW | costs_boiler_oil_lt_per_kW
176 | auto_import_var_form_system_var9 | auto_import_var_form_system_var9 | 176 | #N/A |  | 176 | #N/A |  | 176 | costs_boiler_oil_lt_per_kW_exponent | costs_boiler_oil_lt_per_kW_exponent
177 | auto_import_var_form_system_var10 | auto_import_var_form_system_var10 | 177 | #N/A |  | 177 | #N/A |  | 177 | costs_boiler_oil_c_P_therm_min | costs_boiler_oil_c_P_therm_min
178 | auto_import_var_form_economy_var1 | auto_import_var_form_economy_var1 | 178 | #N/A |  | 178 | #N/A |  | 178 | costs_boiler_oil_c_f_oversize | costs_boiler_oil_c_f_oversize
179 | auto_import_var_form_economy_var2 | auto_import_var_form_economy_var2 | 179 | #N/A |  | 179 | #N/A |  | 179 | costs_boiler_oil_c_absolute | costs_boiler_oil_c_absolute
180 | auto_import_var_form_economy_var3 | auto_import_var_form_economy_var3 | 180 | #N/A |  | 180 | #N/A |  | 180 | costs_boiler_oil_c_per_apartment | costs_boiler_oil_c_per_apartment
181 | auto_import_var_form_economy_var4 | auto_import_var_form_economy_var4 | 181 | #N/A |  | 181 | #N/A |  | 181 | costs_boiler_oil_c_per_sqm_living_area | costs_boiler_oil_c_per_sqm_living_area
182 | auto_import_var_form_economy_var5 | auto_import_var_form_economy_var5 | 182 | #N/A |  | 182 | #N/A |  | 182 | costs_boiler_oil_c_per_sqm_living_area_exponent | costs_boiler_oil_c_per_sqm_living_area_exponent
183 | auto_import_var_form_economy_var6 | auto_import_var_form_economy_var6 | 183 | #N/A |  | 183 | #N/A |  | 183 | costs_boiler_oil_c_per_kW | costs_boiler_oil_c_per_kW
184 | auto_import_var_form_economy_var7 | auto_import_var_form_economy_var7 | 184 | #N/A |  | 184 | #N/A |  | 184 | costs_boiler_oil_c_per_kW_exponent | costs_boiler_oil_c_per_kW_exponent
185 | auto_import_var_form_economy_var8 | auto_import_var_form_economy_var8 | 185 | #N/A |  | 185 | #N/A |  | 185 | costs_boiler_gas_liquid_lt_P_therm_min | costs_boiler_gas_liquid_lt_P_therm_min
186 | auto_import_var_form_economy_var9 | auto_import_var_form_economy_var9 | 186 | #N/A |  | 186 | #N/A |  | 186 | costs_boiler_gas_liquid_lt_f_oversize | costs_boiler_gas_liquid_lt_f_oversize
187 | auto_import_var_form_economy_var10 | auto_import_var_form_economy_var10 | 187 | #N/A |  | 187 | #N/A |  | 187 | costs_boiler_gas_liquid_lt_absolute | costs_boiler_gas_liquid_lt_absolute
188 | OB_auto_import_method_var1 | OB_auto_import_method_var1 | 188 | #N/A |  | 188 | #N/A |  | 188 | costs_boiler_gas_liquid_lt_per_apartment | costs_boiler_gas_liquid_lt_per_apartment
189 | OB_auto_import_method_var2 | OB_auto_import_method_var2 | 189 | #N/A |  | 189 | #N/A |  | 189 | costs_boiler_gas_liquid_lt_per_sqm_living_area | costs_boiler_gas_liquid_lt_per_sqm_living_area
190 | OB_auto_import_method_var3 | OB_auto_import_method_var3 | 190 | #N/A |  | 190 | #N/A |  | 190 | costs_boiler_gas_liquid_lt_per_sqm_living_area_exponent | costs_boiler_gas_liquid_lt_per_sqm_living_area_exponent
191 | OB_auto_import_method_var4 | OB_auto_import_method_var4 | 191 | #N/A |  | 191 | #N/A |  | 191 | costs_boiler_gas_liquid_lt_per_kW | costs_boiler_gas_liquid_lt_per_kW
192 | OB_auto_import_method_var5 | OB_auto_import_method_var5 | 192 | #N/A |  | 192 | #N/A |  | 192 | costs_boiler_gas_liquid_lt_per_kW_exponent | costs_boiler_gas_liquid_lt_per_kW_exponent
193 | OB_auto_import_method_var6 | OB_auto_import_method_var6 | 193 | #N/A |  | 193 | #N/A |  | 193 | costs_boiler_gas_liquid_c_P_therm_min | costs_boiler_gas_liquid_c_P_therm_min
194 | OB_auto_import_method_var7 | OB_auto_import_method_var7 | 194 | #N/A |  | 194 | #N/A |  | 194 | costs_boiler_gas_liquid_c_f_oversize | costs_boiler_gas_liquid_c_f_oversize
195 | OB_auto_import_method_var8 | OB_auto_import_method_var8 | 195 | #N/A |  | 195 | #N/A |  | 195 | costs_boiler_gas_liquid_c_absolute | costs_boiler_gas_liquid_c_absolute
196 | OB_auto_import_method_var9 | OB_auto_import_method_var9 | 196 | #N/A |  | 196 | #N/A |  | 196 | costs_boiler_gas_liquid_c_per_apartment | costs_boiler_gas_liquid_c_per_apartment
197 | OB_auto_import_method_var10 | OB_auto_import_method_var10 | 197 | #N/A |  | 197 | #N/A |  | 197 | costs_boiler_gas_liquid_c_per_sqm_living_area | costs_boiler_gas_liquid_c_per_sqm_living_area
198 | OB_auto_import_measure_var1 | OB_auto_import_measure_var1 | 198 | #N/A |  | 198 | #N/A |  | 198 | costs_boiler_gas_liquid_c_per_sqm_living_area_exponent | costs_boiler_gas_liquid_c_per_sqm_living_area_exponent
199 | OB_auto_import_measure_var2 | OB_auto_import_measure_var2 | 199 | #N/A |  | 199 | #N/A |  | 199 | costs_boiler_gas_liquid_c_per_kW | costs_boiler_gas_liquid_c_per_kW
200 | OB_auto_import_measure_var3 | OB_auto_import_measure_var3 | 200 | #N/A |  | 200 | #N/A |  | 200 | costs_boiler_gas_liquid_c_per_kW_exponent | costs_boiler_gas_liquid_c_per_kW_exponent
[9 empty] | 201 | costs_boiler_costs_absolute_anyway | costs_boiler_costs_absolute_anyway
[9 empty] | 202 | costs_boiler_f_costs_anyway | costs_boiler_f_costs_anyway
[9 empty] | 203 | costs_boiler_annual_costs_maintanance | costs_boiler_annual_costs_maintanance
[9 empty] | 204 | costs_biomass_ID | costs_biomass_ID
[9 empty] | 205 | costs_biomass_name | costs_biomass_name
[9 empty] | 206 | costs_biomass_description_1 | costs_biomass_description_1
[9 empty] | 207 | costs_biomass_description_2 | costs_biomass_description_2
[9 empty] | 208 | costs_biomass_pellets_P_therm_min | costs_biomass_pellets_P_therm_min
[9 empty] | 209 | costs_biomass_pellets_f_oversize | costs_biomass_pellets_f_oversize
[9 empty] | 210 | costs_biomass_pellets_absolute | costs_biomass_pellets_absolute
[9 empty] | 211 | costs_biomass_pellets_per_apartment | costs_biomass_pellets_per_apartment
[9 empty] | 212 | costs_biomass_pellets_per_sqm_living_area | costs_biomass_pellets_per_sqm_living_area
[9 empty] | 213 | costs_biomass_pellets_per_sqm_living_area_exponent | costs_biomass_pellets_per_sqm_living_area_exponent
[9 empty] | 214 | costs_biomass_pellets_per_kW | costs_biomass_pellets_per_kW
[9 empty] | 215 | costs_biomass_pellets_per_kW_exponent | costs_biomass_pellets_per_kW_exponent
[9 empty] | 216 | costs_biomass_firewood_P_therm_min | costs_biomass_firewood_P_therm_min
[9 empty] | 217 | costs_biomass_firewood_f_oversize | costs_biomass_firewood_f_oversize
[9 empty] | 218 | costs_biomass_firewood_absolute | costs_biomass_firewood_absolute
[9 empty] | 219 | costs_biomass_firewood_per_apartment | costs_biomass_firewood_per_apartment
[9 empty] | 220 | costs_biomass_firewood_per_sqm_living_area | costs_biomass_firewood_per_sqm_living_area
[9 empty] | 221 | costs_biomass_firewood_per_sqm_living_area_exponent | costs_biomass_firewood_per_sqm_living_area_exponent
[9 empty] | 222 | costs_biomass_firewood_per_kW | costs_biomass_firewood_per_kW
[9 empty] | 223 | costs_biomass_firewood_per_kW_exponent | costs_biomass_firewood_per_kW_exponent
[9 empty] | 224 | costs_biomass_costs_absolute_anyway | costs_biomass_costs_absolute_anyway
[9 empty] | 225 | costs_biomass_f_costs_anyway | costs_biomass_f_costs_anyway
[9 empty] | 226 | costs_biomass_annual_costs_maintanance | costs_biomass_annual_costs_maintanance
[9 empty] | 227 | costs_hp_ID | costs_hp_ID
[9 empty] | 228 | costs_hp_name | costs_hp_name
[9 empty] | 229 | costs_hp_description_1 | costs_hp_description_1
[9 empty] | 230 | costs_hp_description_2 | costs_hp_description_2
[9 empty] | 231 | costs_hp_air_P_therm_min | costs_hp_air_P_therm_min
[9 empty] | 232 | costs_hp_air_f_oversize | costs_hp_air_f_oversize
[9 empty] | 233 | costs_hp_air_absolute | costs_hp_air_absolute
[9 empty] | 234 | costs_hp_air_per_apartment | costs_hp_air_per_apartment
[9 empty] | 235 | costs_hp_air_per_sqm_living_area | costs_hp_air_per_sqm_living_area
[9 empty] | 236 | costs_hp_air_per_sqm_living_area_exponent | costs_hp_air_per_sqm_living_area_exponent
[9 empty] | 237 | costs_hp_air_per_kW | costs_hp_air_per_kW
[9 empty] | 238 | costs_hp_air_per_kW_exponent | costs_hp_air_per_kW_exponent
[9 empty] | 239 | costs_hp_soil_P_therm_min | costs_hp_soil_P_therm_min
[9 empty] | 240 | costs_hp_soil_f_oversize | costs_hp_soil_f_oversize
[9 empty] | 241 | costs_hp_soil_absolute | costs_hp_soil_absolute
[9 empty] | 242 | costs_hp_soil_per_apartment | costs_hp_soil_per_apartment
[9 empty] | 243 | costs_hp_soil_per_sqm_living_area | costs_hp_soil_per_sqm_living_area
[9 empty] | 244 | costs_hp_soil_per_sqm_living_area_exponent | costs_hp_soil_per_sqm_living_area_exponent
[9 empty] | 245 | costs_hp_soil_per_kW | costs_hp_soil_per_kW
[9 empty] | 246 | costs_hp_soil_per_kW_exponent | costs_hp_soil_per_kW_exponent
[9 empty] | 247 | costs_hp_costs_absolute_anyway | costs_hp_costs_absolute_anyway
[9 empty] | 248 | costs_hp_f_costs_anyway | costs_hp_f_costs_anyway
[9 empty] | 249 | costs_hp_annual_costs_maintanance | costs_hp_annual_costs_maintanance
[9 empty] | 250 | costs_district_heating_ID | costs_district_heating_ID
[9 empty] | 251 | costs_district_heating_name | costs_district_heating_name
[9 empty] | 252 | costs_district_heating_description_1 | costs_district_heating_description_1
[9 empty] | 253 | costs_district_heating_description_2 | costs_district_heating_description_2
[9 empty] | 254 | costs_district_heating_b_P_therm_min | costs_district_heating_b_P_therm_min
[9 empty] | 255 | costs_district_heating_b_f_oversize | costs_district_heating_b_f_oversize
[9 empty] | 256 | costs_district_heating_b_absolute | costs_district_heating_b_absolute
[9 empty] | 257 | costs_district_heating_b_per_apartment | costs_district_heating_b_per_apartment
[9 empty] | 258 | costs_district_heating_b_per_sqm_living_area | costs_district_heating_b_per_sqm_living_area
[9 empty] | 259 | costs_district_heating_b_per_sqm_living_area_exponent | costs_district_heating_b_per_sqm_living_area_exponent
[9 empty] | 260 | costs_district_heating_b_per_kW | costs_district_heating_b_per_kW
[9 empty] | 261 | costs_district_heating_b_per_kW_exponent | costs_district_heating_b_per_kW_exponent
[9 empty] | 262 | costs_district_heating_chp_P_therm_min | costs_district_heating_chp_P_therm_min
[9 empty] | 263 | costs_district_heating_chp_f_oversize | costs_district_heating_chp_f_oversize
[9 empty] | 264 | costs_district_heating_chp_absolute | costs_district_heating_chp_absolute
[9 empty] | 265 | costs_district_heating_chp_per_apartment | costs_district_heating_chp_per_apartment
[9 empty] | 266 | costs_district_heating_chp_per_sqm_living_area | costs_district_heating_chp_per_sqm_living_area
[9 empty] | 267 | costs_district_heating_chp_per_sqm_living_area_exponent | costs_district_heating_chp_per_sqm_living_area_exponent
[9 empty] | 268 | costs_district_heating_chp_per_kW | costs_district_heating_chp_per_kW
[9 empty] | 269 | costs_district_heating_chp_per_kW_exponent | costs_district_heating_chp_per_kW_exponent
[9 empty] | 270 | costs_district_heating_costs_absolute_anyway | costs_district_heating_costs_absolute_anyway
[9 empty] | 271 | costs_district_heating_f_costs_anyway | costs_district_heating_f_costs_anyway
[9 empty] | 272 | costs_district_heating_annual_costs_maintanance | costs_district_heating_annual_costs_maintanance
[9 empty] | 273 | costs_heating_distribution_ID | costs_heating_distribution_ID
[9 empty] | 274 | costs_heating_distribution_name | costs_heating_distribution_name
[9 empty] | 275 | costs_heating_distribution_description_1 | costs_heating_distribution_description_1
[9 empty] | 276 | costs_heating_distribution_description_2 | costs_heating_distribution_description_2
[9 empty] | 277 | costs_heating_distribution_insulation_ext_absolute | costs_heating_distribution_insulation_ext_absolute
[9 empty] | 278 | costs_heating_distribution_insulation_ext_per_apartment | costs_heating_distribution_insulation_ext_per_apartment
[9 empty] | 279 | costs_heating_distribution_insulation_ext_per_sqm_living_area | costs_heating_distribution_insulation_ext_per_sqm_living_area
[9 empty] | 280 | costs_heating_distribution_insulation_ext_per_sqm_living_area_exponent | costs_heating_distribution_insulation_ext_per_sqm_living_area_exponent
[9 empty] | 281 | costs_heating_distribution_insulation_ext_per_sqm_basement_area | costs_heating_distribution_insulation_ext_per_sqm_basement_area
[9 empty] | 282 | costs_heating_distribution_insulation_ext_per_storey | costs_heating_distribution_insulation_ext_per_storey
[9 empty] | 283 | costs_heating_distribution_insulation_int_absolute | costs_heating_distribution_insulation_int_absolute
[9 empty] | 284 | costs_heating_distribution_insulation_int_per_apartment | costs_heating_distribution_insulation_int_per_apartment
[9 empty] | 285 | costs_heating_distribution_insulation_int_per_sqm_living_area | costs_heating_distribution_insulation_int_per_sqm_living_area
[9 empty] | 286 | costs_heating_distribution_insulation_int_per_sqm_living_area_exponent | costs_heating_distribution_insulation_int_per_sqm_living_area_exponent
[9 empty] | 287 | costs_heating_distribution_insulation_int_per_sqm_basement_area | costs_heating_distribution_insulation_int_per_sqm_basement_area
[9 empty] | 288 | costs_heating_distribution_insulation_int_per_storey | costs_heating_distribution_insulation_int_per_storey
[9 empty] | 289 | costs_heating_distribution_new_install_ext_absolute | costs_heating_distribution_new_install_ext_absolute
[9 empty] | 290 | costs_heating_distribution_new_install_ext_per_apartment | costs_heating_distribution_new_install_ext_per_apartment
[9 empty] | 291 | costs_heating_distribution_new_install_ext_per_sqm_living_area | costs_heating_distribution_new_install_ext_per_sqm_living_area
[9 empty] | 292 | costs_heating_distribution_new_install_ext_per_sqm_living_area_exponent | costs_heating_distribution_new_install_ext_per_sqm_living_area_exponent
[9 empty] | 293 | costs_heating_distribution_new_install_ext_per_sqm_basement_area | costs_heating_distribution_new_install_ext_per_sqm_basement_area
[9 empty] | 294 | costs_heating_distribution_new_install_ext_per_storey | costs_heating_distribution_new_install_ext_per_storey
[9 empty] | 295 | costs_heating_distribution_new_install_int_absolute | costs_heating_distribution_new_install_int_absolute
[9 empty] | 296 | costs_heating_distribution_new_install_int_per_apartment | costs_heating_distribution_new_install_int_per_apartment
[9 empty] | 297 | costs_heating_distribution_new_install_int_per_sqm_living_area | costs_heating_distribution_new_install_int_per_sqm_living_area
[9 empty] | 298 | costs_heating_distribution_new_install_int_per_sqm_living_area_exponent | costs_heating_distribution_new_install_int_per_sqm_living_area_exponent
[9 empty] | 299 | costs_heating_distribution_new_install_int_per_sqm_basement_area | costs_heating_distribution_new_install_int_per_sqm_basement_area
[9 empty] | 300 | costs_heating_distribution_new_install_int_per_storey | costs_heating_distribution_new_install_int_per_storey
[9 empty] | 301 | costs_heating_distribution_costs_absolute_anyway | costs_heating_distribution_costs_absolute_anyway
[9 empty] | 302 | costs_heating_distribution_f_costs_anyway | costs_heating_distribution_f_costs_anyway
[9 empty] | 303 | costs_heating_distribution_annual_costs_maintanance | costs_heating_distribution_annual_costs_maintanance
[9 empty] | 304 | costs_dhw_ID | costs_dhw_ID
[9 empty] | 305 | costs_dhw_name | costs_dhw_name
[9 empty] | 306 | costs_dhw_description_1 | costs_dhw_description_1
[9 empty] | 307 | costs_dhw_description_2 | costs_dhw_description_2
[9 empty] | 308 | costs_dhw_new_install_ext_absolute | costs_dhw_new_install_ext_absolute
[9 empty] | 309 | costs_dhw_new_install_ext_per_apartment | costs_dhw_new_install_ext_per_apartment
[9 empty] | 310 | costs_dhw_new_install_ext_per_sqm_living_area | costs_dhw_new_install_ext_per_sqm_living_area
[9 empty] | 311 | costs_dhw_new_install_ext_per_sqm_living_area_exponent | costs_dhw_new_install_ext_per_sqm_living_area_exponent
[9 empty] | 312 | costs_dhw_new_install_ext_per_sqm_basement_area | costs_dhw_new_install_ext_per_sqm_basement_area
[9 empty] | 313 | costs_dhw_new_install_ext_per_storey | costs_dhw_new_install_ext_per_storey
[9 empty] | 314 | costs_dhw_new_install_int_absolute | costs_dhw_new_install_int_absolute
[9 empty] | 315 | costs_dhw_new_install_int_per_apartment | costs_dhw_new_install_int_per_apartment
[9 empty] | 316 | costs_dhw_new_install_int_per_sqm_living_area | costs_dhw_new_install_int_per_sqm_living_area
[9 empty] | 317 | costs_dhw_new_install_int_per_sqm_living_area_exponent | costs_dhw_new_install_int_per_sqm_living_area_exponent
[9 empty] | 318 | costs_dhw_new_install_int_per_sqm_basement_area | costs_dhw_new_install_int_per_sqm_basement_area
[9 empty] | 319 | costs_dhw_new_install_int_per_storey | costs_dhw_new_install_int_per_storey
[9 empty] | 320 | costs_dhw_insulation_ext_absolute | costs_dhw_insulation_ext_absolute
[9 empty] | 321 | costs_dhw_insulation_ext_per_apartment | costs_dhw_insulation_ext_per_apartment
[9 empty] | 322 | costs_dhw_insulation_ext_per_sqm_living_area | costs_dhw_insulation_ext_per_sqm_living_area
[9 empty] | 323 | costs_dhw_insulation_ext_per_sqm_living_area_exponent | costs_dhw_insulation_ext_per_sqm_living_area_exponent
[9 empty] | 324 | costs_dhw_insulation_ext_per_sqm_basement_area | costs_dhw_insulation_ext_per_sqm_basement_area
[9 empty] | 325 | costs_dhw_insulation_ext_per_storey | costs_dhw_insulation_ext_per_storey
[9 empty] | 326 | costs_dhw_insulation_int_absolute | costs_dhw_insulation_int_absolute
[9 empty] | 327 | costs_dhw_insulation_int_per_apartment | costs_dhw_insulation_int_per_apartment
[9 empty] | 328 | costs_dhw_insulation_int_per_sqm_living_area | costs_dhw_insulation_int_per_sqm_living_area
[9 empty] | 329 | costs_dhw_insulation_int_per_sqm_living_area_exponent | costs_dhw_insulation_int_per_sqm_living_area_exponent
[9 empty] | 330 | costs_dhw_insulation_int_per_sqm_basement_area | costs_dhw_insulation_int_per_sqm_basement_area
[9 empty] | 331 | costs_dhw_insulation_int_per_storey | costs_dhw_insulation_int_per_storey
[9 empty] | 332 | costs_dhw_costs_absolute_anyway | costs_dhw_costs_absolute_anyway
[9 empty] | 333 | costs_dhw_f_costs_anyway | costs_dhw_f_costs_anyway
[9 empty] | 334 | costs_dhw_annual_costs_maintanance | costs_dhw_annual_costs_maintanance
[9 empty] | 335 | costs_sol_ID | costs_sol_ID
[9 empty] | 336 | costs_sol_name | costs_sol_name
[9 empty] | 337 | costs_sol_description_1 | costs_sol_description_1
[9 empty] | 338 | costs_sol_description_2 | costs_sol_description_2
[9 empty] | 339 | costs_sol_absolute | costs_sol_absolute
[9 empty] | 340 | costs_sol_per_apartment | costs_sol_per_apartment
[9 empty] | 341 | costs_sol_per_apartment_exponent | costs_sol_per_apartment_exponent
[9 empty] | 342 | costs_sol_per_sqm_living_area | costs_sol_per_sqm_living_area
[9 empty] | 343 | costs_sol_per_sqm_living_area_exponent | costs_sol_per_sqm_living_area_exponent
[9 empty] | 344 | costs_sol_costs_absolute_anyway | costs_sol_costs_absolute_anyway
[9 empty] | 345 | costs_sol_f_costs_anyway | costs_sol_f_costs_anyway
[9 empty] | 346 | costs_sol_annual_costs_maintanance | costs_sol_annual_costs_maintanance
[9 empty] | 347 | costs_mecvent_ID | costs_mecvent_ID
[9 empty] | 348 | costs_mecvent_name | costs_mecvent_name
[9 empty] | 349 | costs_mecvent_description_1 | costs_mecvent_description_1
[9 empty] | 350 | costs_mecvent_description_2 | costs_mecvent_description_2
[9 empty] | 351 | costs_mecvent_ex_absolute | costs_mecvent_ex_absolute
[9 empty] | 352 | costs_mecvent_ex_per_apartment | costs_mecvent_ex_per_apartment
[9 empty] | 353 | costs_mecvent_ex_per_apartment_exponent | costs_mecvent_ex_per_apartment_exponent
[9 empty] | 354 | costs_mecvent_ex_per_sqm_living_area | costs_mecvent_ex_per_sqm_living_area
[9 empty] | 355 | costs_mecvent_ex_per_sqm_living_area_exponent | costs_mecvent_ex_per_sqm_living_area_exponent
[9 empty] | 356 | costs_mecvent_rec60_absolute | costs_mecvent_rec60_absolute
[9 empty] | 357 | costs_mecvent_rec60_per_apartment | costs_mecvent_rec60_per_apartment
[9 empty] | 358 | costs_mecvent_rec60_per_apartment_exponent | costs_mecvent_rec60_per_apartment_exponent
[9 empty] | 359 | costs_mecvent_rec60_per_sqm_living_area | costs_mecvent_rec60_per_sqm_living_area
[9 empty] | 360 | costs_mecvent_rec60_per_sqm_living_area_exponent | costs_mecvent_rec60_per_sqm_living_area_exponent
[9 empty] | 361 | costs_mecvent_rec80_absolute | costs_mecvent_rec80_absolute
[9 empty] | 362 | costs_mecvent_rec80_per_apartment | costs_mecvent_rec80_per_apartment
[9 empty] | 363 | costs_mecvent_rec80_per_apartment_exponent | costs_mecvent_rec80_per_apartment_exponent
[9 empty] | 364 | costs_mecvent_rec80_per_sqm_living_area | costs_mecvent_rec80_per_sqm_living_area
[9 empty] | 365 | costs_mecvent_rec80_per_sqm_living_area_exponent | costs_mecvent_rec80_per_sqm_living_area_exponent
[9 empty] | 366 | costs_mecvent_costs_absolute_anyway | costs_mecvent_costs_absolute_anyway
[9 empty] | 367 | costs_mecvent_f_costs_anyway | costs_mecvent_f_costs_anyway
[9 empty] | 368 | costs_mecvent_annual_costs_maintanance | costs_mecvent_annual_costs_maintanance
[9 empty] | 369 | #N/A

## control intern (hidden)
Settings
[6 empty] | auto_load_workbooks | TRUE |  |  | auto_save_and_close_workbooks | TRUE
|  | name_workbook_form | EnergyProfile.xls
|  | name_workbook_calc | EProf-Calc.xls |  |  | auto_load_workbook_calc | TRUE |  |  | auto_save_and_close_workbook_calc | TRUE
EProf-Data - EN GROS.xls
|  | name_workbook_data | EProf-Data.xls |  |  | auto_load_workbook_data | TRUE |  |  | auto_save_and_close_workbook_data | TRUE
|  | name_workbook_interface_certificate | Interface-Ausweis.xls |  |  | auto_load_workbook_interface_certificate | TRUE |  |  | auto_save_and_close_workbook_interface_certificate | TRUE
|  | name_workbook_economy | EProf-Economy.xls |  |  | auto_load_workbook_economy | TRUE |  |  | auto_save_and_close_workbook_economy | TRUE
|  | name_workbook_templates | EProf-Templates.xls |  |  | auto_load_workbook_templates | TRUE |  |  | auto_save_and_close_workbook_templates | TRUE
|  | name_subdir_calc | calc
|  | name_path_data | O:\Energiepass\Kurzverfahren Energieprofil\SEP\Tool NH\Arbeitsversion\Data
|  | full_path_data_active | FALSE
|  | forms_protect | FALSE
|  | i_modus | 2
|  | modus | expert
|  | i_modus_show_sheets | 2
|  | filter_auto_active | TRUE
[6 empty] | i_type_import_from_other_variant_form_building | 2
[6 empty] | i_type_import_from_other_variant_form_system | 1
[6 empty] | i_type_import_from_other_variant_form_economy | 1
|  | chart_form_building_active | TRUE
|  | chart_form_system_active | TRUE
|  | chart_form_economy_active | TRUE
|  | monitor_active | FALSE
Transfer control
Übertragung der aktuellen Variantendaten in die Eingabefelder
tab_transfer_variants
|  |  | Name |  | Datei | Prozedur |  | Typ | Blatt / Bereich |  |  | DF_Pos | DS_Pos | i_Offset | i_aktuell | Delta_i
| Quelldaten |  |  |  | EnergyProfile.xls |  |  | Bereich | source_variants |  |  | 1 | 1
| Zieldaten |  |  |  | EnergyProfile.xls |  |  | Eingabefelder |  |  |  | 1
| Datenfeldnamen |  |  |  | EnergyProfile.xls |  |  | Bereich | source_variants |  |  | 1
| Datensatznamen |  |  |  | EnergyProfile.xls |  |  | Bereich | source_variants |  |  |  | 1 | 3 | 1 | 1
Zusatzaktion Beginn
Zusatzaktion Schluss
Übertragung der aktuellen Variantendaten in den Import-/Export-Bereich
tab_transfer_to_import_interface
|  |  | Name |  | Datei | Prozedur |  | Typ | Blatt / Bereich |  |  | DF_Pos | DS_Pos | i_Offset | i_aktuell | Delta_i
| Quelldaten |  |  |  | EnergyProfile.xls |  |  | Bereich | source_variants |  |  | 1 | 1
| Zieldaten |  |  |  | EnergyProfile.xls |  |  | Bereich | data_import_interface |  |  | 1
| Datenfeldnamen |  |  |  | EnergyProfile.xls |  |  | Bereich | source_variants |  |  | 1
| Datensatznamen |  |  |  | EnergyProfile.xls |  |  | Bereich | source_variants |  |  |  | 1 | 2 | 1 | 1
Zusatzaktion Beginn
Zusatzaktion Schluss
Speichern aus Import-/Export-Bereich in Vorlagen-DB für Maßnahmen
tab_save_template_measures
|  |  | Name |  | Datei | Prozedur |  | Typ | Blatt / Bereich |  |  | DF_Pos | DS_Pos | i_Offset | i_aktuell | Delta_i
| Quelldaten |  |  |  | EnergyProfile.xls |  |  | Bereich | data_import_interface |  |  | 1 | 1
| Zieldaten |  |  |  | EProf-Templates.xls |  |  | Blatt | DB Measures |  |  | 1
| Datenfeldnamen |  |  |  | EProf-Templates.xls |  |  | Blatt | DB Measures |  |  | 1
| Datensatznamen |  |  |  | EnergyProfile.xls |  |  | Bereich | data_import_interface |  |  |  | 1 | 1 | 1 | 1
Zusatzaktion Beginn
Zusatzaktion Schluss
Laden einer Methode aus der Datenbank
tab_load_method
|  |  | Name |  | Datei | Prozedur |  | Typ | Blatt / Bereich |  |  | DF_Pos | DS_Pos | i_Offset | i_aktuell | Delta_i
| Quelldaten |  | NH DB Basis input |  | EProf-Templates.xls |  |  | Blatt | DB Methods |  |  | 1 | 1
| Zieldaten |  | NH Basis aktuell |  | EnergyProfile.xls |  |  | Bereich | data_import_interface |  |  | 1 | 1
| Datenfeldnamen |  | NH DB Basis input |  | EProf-Templates.xls |  |  | Blatt | DB Methods |  |  | 1
| Datensatznamen |  | NH DB Basis Input |  | EProf-Templates.xls |  |  | Blatt | DB Methods |  |  |  | 1 | 10 | 4 | 1
Zusatzaktion Beginn
Zusatzaktion Schluss
Laden Maßnahme aus Datenbank
tab_load_measure
|  |  | Name |  | Datei | Prozedur |  | Typ | Blatt / Bereich |  |  | DF_Pos | DS_Pos | i_Offset | i_aktuell | Delta_i
| Quelldaten |  | NH DB Basis input |  | EProf-Templates.xls |  |  | Blatt | DB Measures |  |  | 1 | 1
| Zieldaten |  | NH Basis aktuell |  | EnergyProfile.xls |  |  | Bereich | data_import_interface |  |  | 1 | 1
| Datenfeldnamen |  | NH DB Basis input |  | EProf-Templates.xls |  |  | Blatt | DB Measures |  |  | 1
| Datensatznamen |  | NH DB Basis Input |  | EProf-Templates.xls |  |  | Blatt | DB Measures |  |  |  | 1 | 10 | 27 | 1
Zusatzaktion Beginn
Zusatzaktion Schluss
Übertragung der Vorlagen / Importdaten in die Eingabefelder
tab_transfer_import
|  |  | Name |  | Datei | Prozedur |  | Typ | Blatt / Bereich |  |  | DF_Pos | DS_Pos | i_Offset | i_aktuell | Delta_i
| Quelldaten |  |  |  | EnergyProfile.xls |  |  | Bereich | data_import |  |  | 1 | 1
| Zieldaten |  |  |  | EnergyProfile.xls |  |  | Eingabefelder |  |  |  | 1
| Datenfeldnamen |  |  |  | EnergyProfile.xls |  |  | Bereich | data_import |  |  | 1
| Datensatznamen |  |  |  | EnergyProfile.xls |  |  | Bereich | data_import |  |  |  | 1 | 1 | 1 | 1
Zusatzaktion Beginn
Zusatzaktion Schluss
Übertragung der Vorlagen / Importdaten in die Eingabefelder - nur "form building"
tab_transfer_import_variant_form_building
|  |  | Name |  | Datei | Prozedur |  | Typ | Blatt / Bereich |  |  | DF_Pos | DS_Pos | i_Offset | i_aktuell | Delta_i
| Quelldaten |  |  |  | EnergyProfile.xls |  |  | Bereich | data_import |  |  | 1 | 1
| Zieldaten |  |  |  | EnergyProfile.xls |  |  | Eingabefelder |  |  |  | 1
| Datenfeldnamen |  |  |  | EProf-Data.xls |  |  | Blatt | DB Variants Input Building |  |  | 1
| Datensatznamen |  |  |  | EnergyProfile.xls |  |  | Bereich | data_import |  |  |  | 1 | 1 | 1 | 1
Zusatzaktion Beginn
Zusatzaktion Schluss
Übertragung der Vorlagen / Importdaten in die Eingabefelder - nur "form system"
tab_transfer_import_variant_form_system
|  |  | Name |  | Datei | Prozedur |  | Typ | Blatt / Bereich |  |  | DF_Pos | DS_Pos | i_Offset | i_aktuell | Delta_i
| Quelldaten |  |  |  | EnergyProfile.xls |  |  | Bereich | data_import |  |  | 1 | 1
| Zieldaten |  |  |  | EnergyProfile.xls |  |  | Eingabefelder |  |  |  | 1
| Datenfeldnamen |  |  |  | EProf-Data.xls |  |  | Blatt | DB Variants Input System |  |  | 1
| Datensatznamen |  |  |  | EnergyProfile.xls |  |  | Bereich | data_import |  |  |  | 1 | 1 | 1 | 1
Zusatzaktion Beginn
Zusatzaktion Schluss
Übertragung der Vorlagen / Importdaten in die Eingabefelder - nur "form economy"
tab_transfer_import_variant_form_economy_part1
|  |  | Name |  | Datei | Prozedur |  | Typ | Blatt / Bereich |  |  | DF_Pos | DS_Pos | i_Offset | i_aktuell | Delta_i
| Quelldaten |  |  |  | EnergyProfile.xls |  |  | Bereich | data_import |  |  | 1 | 1
| Zieldaten |  |  |  | EnergyProfile.xls |  |  | Eingabefelder |  |  |  | 1
| Datenfeldnamen |  |  |  | EProf-Data.xls |  |  | Blatt | DB Variants Input Costs 1 |  |  | 1
| Datensatznamen |  |  |  | EnergyProfile.xls |  |  | Bereich | data_import |  |  |  | 1 | 1 | 1 | 1
Zusatzaktion Beginn
Zusatzaktion Schluss
tab_transfer_import_variant_form_economy_part2
|  |  | Name |  | Datei | Prozedur |  | Typ | Blatt / Bereich |  |  | DF_Pos | DS_Pos | i_Offset | i_aktuell | Delta_i
| Quelldaten |  |  |  | EnergyProfile.xls |  |  | Bereich | data_import |  |  | 1 | 1
| Zieldaten |  |  |  | EnergyProfile.xls |  |  | Eingabefelder |  |  |  | 1
| Datenfeldnamen |  |  |  | EProf-Data.xls |  |  | Blatt | DB Variants Input Costs 2 |  |  | 1
| Datensatznamen |  |  |  | EnergyProfile.xls |  |  | Bereich | data_import |  |  |  | 1 | 1 | 1 | 1
Zusatzaktion Beginn
Zusatzaktion Schluss
Laden einer Vorlage aus der Datenbank
tab_load_template_general
|  |  | Name |  | Datei | Prozedur |  | Typ | Blatt / Bereich |  |  | DF_Pos | DS_Pos | i_Offset | i_aktuell | Delta_i
| Quelldaten |  |  |  | EProf-Templates.xls |  |  | Blatt | DB Templates General |  |  | 1 | 1
| Zieldaten |  |  |  | EnergyProfile.xls |  |  | Eingabefelder |  |  |  | 1 | 1
| Datenfeldnamen |  |  |  | EProf-Templates.xls |  |  | Blatt | DB Templates General |  |  | 1
| Datensatznamen |  |  |  | EProf-Templates.xls |  |  | Blatt | DB Templates General |  |  |  | 1 | 10 | #REF! | 1 | #REF!
Zusatzaktion Beginn
| Zusatzaktion Schluss |  |  |  |  | Transfer_Sheet_General_OB_Code_to_OB_Control_Subroutine
tab_load_template_building
|  |  | Name |  | Datei | Prozedur |  | Typ | Blatt / Bereich |  |  | DF_Pos | DS_Pos | i_Offset | i_aktuell | Delta_i
| Quelldaten |  |  |  | EProf-Templates.xls |  |  | Blatt | DB Templates Building |  |  | 1 | 1
| Zieldaten |  |  |  | EnergyProfile.xls |  |  | Bereich | data_basis |  |  | 1 | 1
| Datenfeldnamen |  |  |  | EProf-Templates.xls |  |  | Blatt | DB Templates Building |  |  | 1
| Datensatznamen |  |  |  | EProf-Templates.xls |  |  | Blatt | DB Templates Building |  |  |  | 1 | 10 | #REF! | 1
Zusatzaktion Beginn
Zusatzaktion Schluss
tab_load_template_system
|  |  | Name |  | Datei | Prozedur |  | Typ | Blatt / Bereich |  |  | DF_Pos | DS_Pos | i_Offset | i_aktuell | Delta_i
| Quelldaten |  |  |  | EProf-Templates.xls |  |  | Blatt | DB Templates System |  |  | 1 | 1
| Zieldaten |  |  |  | EnergyProfile.xls |  |  | Bereich | data_basis |  |  | 1 | 1
| Datenfeldnamen |  |  |  | EProf-Templates.xls |  |  | Blatt | DB Templates System |  |  | 1
| Datensatznamen |  |  |  | EProf-Templates.xls |  |  | Blatt | DB Templates System |  |  |  | 1 | 10 | #REF! | 1
Zusatzaktion Beginn
Zusatzaktion Schluss
Laden der Basisvariante aus der Datenbank
tab_load_basis_general
|  |  | Name |  | Datei | Prozedur |  | Typ | Blatt / Bereich |  |  | DF_Pos | DS_Pos | i_Offset | i_aktuell | Delta_i
| Quelldaten |  | NH DB Basis input |  | EProf-Data.xls |  |  | Blatt | DB Basis Input General |  |  | 1 | 1
| Zieldaten |  | NH Basis aktuell |  | EnergyProfile.xls |  |  | Eingabefelder |  |  |  | 1 | 1
| Datenfeldnamen |  | NH DB Basis input |  | EProf-Data.xls |  |  | Blatt | DB Basis Input General |  |  | 1 |  |  |  |  | name_selected_template
| Datensatznamen |  | NH DB Basis Input |  | EProf-Data.xls |  |  | Blatt | DB Basis Input General |  |  |  | 1 | 10 | DB Basis Input General | 1 | ID
Zusatzaktion Beginn
| Zusatzaktion Schluss |  |  |  |  | Transfer_Sheet_General_OB_Code_to_OB_Control_Subroutine
tab_load_basis_building
|  |  | Name |  | Datei | Prozedur |  | Typ | Blatt / Bereich |  |  | DF_Pos | DS_Pos | i_Offset | i_aktuell | Delta_i | '[EProf-Data.xls]DB Basis Input Building'!$A:$A
| Quelldaten |  | NH DB Basis input |  | EProf-Data.xls |  |  | Blatt | DB Basis Input Building |  |  | 1 | 1
| Zieldaten |  | NH Basis aktuell |  | EnergyProfile.xls |  |  | Bereich | data_basis |  |  | 1 | 1
| Datenfeldnamen |  | NH DB Basis input |  | EProf-Data.xls |  |  | Blatt | DB Basis Input Building |  |  | 1 |  |  |  |  | name_selected_variant
| Datensatznamen |  | NH DB Basis Input |  | EProf-Data.xls |  |  | Blatt | DB Basis Input Building |  |  |  | 1 | 10 | #REF! | 1 | #REF!
Zusatzaktion Beginn
Zusatzaktion Schluss
tab_load_basis_system
|  |  | Name |  | Datei | Prozedur |  | Typ | Blatt / Bereich |  |  | DF_Pos | DS_Pos | i_Offset | i_aktuell | Delta_i | '[EProf-Data.xls]DB Basis Input System'!$A:$A
| Quelldaten |  | NH DB Basis input |  | EProf-Data.xls |  |  | Blatt | DB Basis Input System |  |  | 1 | 1
| Zieldaten |  | NH Basis aktuell |  | EnergyProfile.xls |  |  | Bereich | data_basis |  |  | 1 | 1
| Datenfeldnamen |  | NH DB Basis input |  | EProf-Data.xls |  |  | Blatt | DB Basis Input System |  |  | 1 |  |  |  |  | name_selected_variant
| Datensatznamen |  | NH DB Basis Input |  | EProf-Data.xls |  |  | Blatt | DB Basis Input System |  |  |  | 1 | 10 | #REF! | 1 | #REF!
Zusatzaktion Beginn
Zusatzaktion Schluss
Speichern der Basisvariante in Datenbank
tab_save_basis_general
|  |  | Name |  | Datei | Prozedur |  | Typ | Blatt / Bereich |  |  | DF_Pos | DS_Pos | i_Offset | i_aktuell | Delta_i
| Quelldaten |  | NH DB Basis aktuell |  | EnergyProfile.xls |  |  | Eingabefelder |  |  |  | 1 | 1
| Zieldaten |  | NH DB Basis input |  | EProf-Data.xls |  |  | Blatt | DB Basis Input General |  |  | 1 | 1
| Datenfeldnamen |  | NH DB Basis input |  | EProf-Data.xls |  |  | Blatt | DB Basis Input General |  |  | 1
| Datensatznamen |  | NH Save Basis |  | EnergyProfile.xls |  |  | Bereich | data_basis |  |  |  | 1 | 1 |  | 1
| Zusatzaktion Beginn |  |  |  |  | Transfer_Sheet_General_OB_Control_to_OB_Code_Subroutine
Zusatzaktion Schluss
tab_save_basis_building
|  |  | Name |  | Datei | Prozedur |  | Typ | Blatt / Bereich |  |  | DF_Pos | DS_Pos | i_Offset | i_aktuell | Delta_i
| Quelldaten |  | NH DB Basis aktuell |  | EnergyProfile.xls |  |  | Bereich | data_basis |  |  | 1 | 1
| Zieldaten |  | NH DB Basis input |  | EProf-Data.xls |  |  | Blatt | DB Basis Input Building |  |  | 1 | 1
| Datenfeldnamen |  | NH DB Basis input |  | EProf-Data.xls |  |  | Blatt | DB Basis Input Building |  |  | 1
| Datensatznamen |  | NH Save Basis |  | EnergyProfile.xls |  |  | Bereich | data_basis |  |  |  | 1 | 1 |  | 1
Zusatzaktion Beginn
Zusatzaktion Schluss
tab_save_basis_system
|  |  | Name |  | Datei | Prozedur |  | Typ | Blatt / Bereich |  |  | DF_Pos | DS_Pos | i_Offset | i_aktuell | Delta_i
| Quelldaten |  | NH DB Basis aktuell |  | EnergyProfile.xls |  |  | Bereich | data_basis |  |  | 1 | 1
| Zieldaten |  | NH DB Basis input |  | EProf-Data.xls |  |  | Blatt | DB Basis Input System |  |  | 1 | 1
| Datenfeldnamen |  | NH DB Basis input |  | EProf-Data.xls |  |  | Blatt | DB Basis Input System |  |  | 1
| Datensatznamen |  | NH Save Basis |  | EnergyProfile.xls |  |  | Bereich | data_basis |  |  |  | 1 | 1 |  | 1
Zusatzaktion Beginn
Zusatzaktion Schluss
tab_save_basis_results
|  |  | Name |  | Datei | Prozedur |  | Typ | Blatt / Bereich |  |  | DF_Pos | DS_Pos | i_Offset | i_aktuell | Delta_i
| Quelldaten |  |  |  | EnergyProfile.xls |  |  | Bereich | data_basis_results |  |  | 1 | 1
| Zieldaten |  |  |  | EProf-Data.xls |  |  | Blatt | DB Basis Results |  |  | 1 | 1
| Datenfeldnamen |  |  |  | EProf-Data.xls |  |  | Blatt | DB Basis Results |  |  | 1
| Datensatznamen |  |  |  | EnergyProfile.xls |  |  | Bereich | data_basis_results |  |  |  | 1 | 1 |  | 1
Zusatzaktion Beginn
Zusatzaktion Schluss
Laden der 10 Varianten aus Datenbank
tab_load_var_building
|  |  | Name |  | Datei | Prozedur |  | Typ | Blatt / Bereich |  |  | DF_Pos | DS_Pos | i_Offset | i_aktuell | Delta_i | '[EProf-Data.xls]DB Variants Input Building'!$B:$B
| Quelldaten |  |  |  | EProf-Data.xls |  |  | Blatt | DB Variants Input Building |  |  | 1 | 1
| Zieldaten |  |  |  | EnergyProfile.xls |  |  | Bereich | data_variants |  |  | 1 | 1
| Datenfeldnamen |  |  |  | EProf-Data.xls |  |  | Blatt | DB Variants Input Building |  |  | 1 |  |  |  |  | indicator_variants_in_DB
| Datensatznamen |  |  |  | EProf-Data.xls |  |  | Blatt | DB Variants Input Building |  |  |  | 1 | 10 | #REF! | 10 | 0
Zusatzaktion Beginn
Zusatzaktion Schluss
tab_load_var_system
|  |  | Name |  | Datei | Prozedur |  | Typ | Blatt / Bereich |  |  | DF_Pos | DS_Pos | i_Offset | i_aktuell | Delta_i | '[EProf-Data.xls]DB Variants Input System'!$B:$B
| Quelldaten |  |  |  | EProf-Data.xls |  |  | Blatt | DB Variants Input System |  |  | 1 | 1
| Zieldaten |  |  |  | EnergyProfile.xls |  |  | Bereich | data_variants |  |  | 1 | 1
| Datenfeldnamen |  |  |  | EProf-Data.xls |  |  | Blatt | DB Variants Input System |  |  | 1
| Datensatznamen |  |  |  | EProf-Data.xls |  |  | Blatt | DB Variants Input System |  |  |  | 1 | 10 | #REF! | 10
Zusatzaktion Beginn
Zusatzaktion Schluss
tab_load_var_costs_1
|  |  | Name |  | Datei | Prozedur |  | Typ | Blatt / Bereich |  |  | DF_Pos | DS_Pos | i_Offset | i_aktuell | Delta_i | '[EProf-Data.xls]DB Variants Input Costs 1'!$B:$B
| Quelldaten |  |  |  | EProf-Data.xls |  |  | Blatt | DB Variants Input Costs 1 |  |  | 1 | 1
| Zieldaten |  |  |  | EnergyProfile.xls |  |  | Bereich | data_variants |  |  | 1 | 1
| Datenfeldnamen |  |  |  | EProf-Data.xls |  |  | Blatt | DB Variants Input Costs 1 |  |  | 1
| Datensatznamen |  |  |  | EProf-Data.xls |  |  | Blatt | DB Variants Input Costs 1 |  |  |  | 1 | 10 | #REF! | 10
Zusatzaktion Beginn
Zusatzaktion Schluss
tab_load_var_costs_2
|  |  | Name |  | Datei | Prozedur |  | Typ | Blatt / Bereich |  |  | DF_Pos | DS_Pos | i_Offset | i_aktuell | Delta_i | '[EProf-Data.xls]DB Variants Input Costs 2'!$B:$B
| Quelldaten |  |  |  | EProf-Data.xls |  |  | Blatt | DB Variants Input Costs 2 |  |  | 1 | 1
| Zieldaten |  |  |  | EnergyProfile.xls |  |  | Bereich | data_variants |  |  | 1 | 1
| Datenfeldnamen |  |  |  | EProf-Data.xls |  |  | Blatt | DB Variants Input Costs 2 |  |  | 1
| Datensatznamen |  |  |  | EProf-Data.xls |  |  | Blatt | DB Variants Input Costs 2 |  |  |  | 1 | 10 | #REF! | 10
Zusatzaktion Beginn
Zusatzaktion Schluss
tab_load_var_results
|  |  | Name |  | Datei | Prozedur |  | Typ | Blatt / Bereich |  |  | DF_Pos | DS_Pos | i_Offset | i_aktuell | Delta_i | '[EProf-Data.xls]DB Variants Results'!$B:$B
| Quelldaten |  |  |  | EProf-Data.xls |  |  | Blatt | DB Variants Results |  |  | 1 | 1
| Zieldaten |  |  |  | EnergyProfile.xls |  |  | Bereich | data_variants_results |  |  | 1 | 1
| Datenfeldnamen |  |  |  | EProf-Data.xls |  |  | Blatt | DB Variants Results |  |  | 1
| Datensatznamen |  |  |  | EProf-Data.xls |  |  | Blatt | DB Variants Results |  |  |  | 1 | 10 | #REF! | 10
Zusatzaktion Beginn
Zusatzaktion Schluss
tab_load_var_results_costs
|  |  | Name |  | Datei | Prozedur |  | Typ | Blatt / Bereich |  |  | DF_Pos | DS_Pos | i_Offset | i_aktuell | Delta_i | '[EProf-Data.xls]DB Variants Results Economy'!$B:$B
| Quelldaten |  |  |  | EProf-Data.xls |  |  | Blatt | DB Variants Results Economy |  |  | 1 | 1
| Zieldaten |  |  |  | EnergyProfile.xls |  |  | Bereich | data_variants_results |  |  | 1 | 1
| Datenfeldnamen |  |  |  | EProf-Data.xls |  |  | Blatt | DB Variants Results Economy |  |  | 1
| Datensatznamen |  |  |  | EProf-Data.xls |  |  | Blatt | DB Variants Results Economy |  |  |  | 1 | 10 | #REF! | 10
Zusatzaktion Beginn
Zusatzaktion Schluss
Speichern der 10 Varianten in Datenbank
tab_save_var_building
|  |  | Name |  | Datei | Prozedur |  | Typ | Blatt / Bereich |  |  | DF_Pos | DS_Pos | i_Offset | i_aktuell | Delta_i
| Quelldaten |  |  |  | EnergyProfile.xls |  |  | Bereich | data_variants |  |  | 1 | 1
| Zieldaten |  |  |  | EProf-Data.xls |  |  | Blatt | DB Variants Input Building |  |  | 1 | 1
| Datenfeldnamen |  |  |  | EProf-Data.xls |  |  | Blatt | DB Variants Input Building |  |  | 1
| Datensatznamen |  |  |  | EnergyProfile.xls |  |  | Bereich | data_variants |  |  |  | 1 | 1 |  | 10
Zusatzaktion Beginn
Zusatzaktion Schluss
tab_save_var_system
|  |  | Name |  | Datei | Prozedur |  | Typ | Blatt / Bereich |  |  | DF_Pos | DS_Pos | i_Offset | i_aktuell | Delta_i
| Quelldaten |  |  |  | EnergyProfile.xls |  |  | Bereich | data_variants |  |  | 1 | 1
| Zieldaten |  |  |  | EProf-Data.xls |  |  | Blatt | DB Variants Input System |  |  | 1 | 1
| Datenfeldnamen |  |  |  | EProf-Data.xls |  |  | Blatt | DB Variants Input System |  |  | 1
| Datensatznamen |  |  |  | EnergyProfile.xls |  |  | Bereich | data_variants |  |  |  | 1 | 1 |  | 10
Zusatzaktion Beginn
Zusatzaktion Schluss
tab_save_var_costs_1
|  |  | Name |  | Datei | Prozedur |  | Typ | Blatt / Bereich |  |  | DF_Pos | DS_Pos | i_Offset | i_aktuell | Delta_i
| Quelldaten |  |  |  | EnergyProfile.xls |  |  | Bereich | data_variants |  |  | 1 | 1
| Zieldaten |  |  |  | EProf-Data.xls |  |  | Blatt | DB Variants Input Costs 1 |  |  | 1 | 1
| Datenfeldnamen |  |  |  | EProf-Data.xls |  |  | Blatt | DB Variants Input Costs 1 |  |  | 1
| Datensatznamen |  |  |  | EnergyProfile.xls |  |  | Bereich | data_variants |  |  |  | 1 | 1 |  | 10
Zusatzaktion Beginn
Zusatzaktion Schluss
tab_save_var_costs_2
|  |  | Name |  | Datei | Prozedur |  | Typ | Blatt / Bereich |  |  | DF_Pos | DS_Pos | i_Offset | i_aktuell | Delta_i
| Quelldaten |  |  |  | EnergyProfile.xls |  |  | Bereich | data_variants |  |  | 1 | 1
| Zieldaten |  |  |  | EProf-Data.xls |  |  | Blatt | DB Variants Input Costs 2 |  |  | 1 | 1
| Datenfeldnamen |  |  |  | EProf-Data.xls |  |  | Blatt | DB Variants Input Costs 2 |  |  | 1
| Datensatznamen |  |  |  | EnergyProfile.xls |  |  | Bereich | data_variants |  |  |  | 1 | 1 |  | 10
Zusatzaktion Beginn
Zusatzaktion Schluss
tab_save_var_results
|  |  | Name |  | Datei | Prozedur |  | Typ | Blatt / Bereich |  |  | DF_Pos | DS_Pos | i_Offset | i_aktuell | Delta_i
| Quelldaten |  |  |  | EnergyProfile.xls |  |  | Bereich | data_variants_results |  |  | 1 | 1
| Zieldaten |  |  |  | EProf-Data.xls |  |  | Blatt | DB Variants Results |  |  | 1 | 1
| Datenfeldnamen |  |  |  | EProf-Data.xls |  |  | Blatt | DB Variants Results |  |  | 1
| Datensatznamen |  |  |  | EnergyProfile.xls |  |  | Bereich | data_variants_results |  |  |  | 1 | 1 |  | 10
Zusatzaktion Beginn
Zusatzaktion Schluss
tab_save_var_results_costs
|  |  | Name |  | Datei | Prozedur |  | Typ | Blatt / Bereich |  |  | DF_Pos | DS_Pos | i_Offset | i_aktuell | Delta_i
| Quelldaten |  |  |  | EnergyProfile.xls |  |  | Bereich | data_variants_results |  |  | 1 | 1
| Zieldaten |  |  |  | EProf-Data.xls |  |  | Blatt | DB Variants Results Economy |  |  | 1 | 1
| Datenfeldnamen |  |  |  | EProf-Data.xls |  |  | Blatt | DB Variants Results Economy |  |  | 1
| Datensatznamen |  |  |  | EnergyProfile.xls |  |  | Bereich | data_variants_results |  |  |  | 1 | 1 |  | 10
Zusatzaktion Beginn
Zusatzaktion Schluss
Laden von Kosten-Vorlage Dach
tab_load_costs_roof
|  |  | Name |  | Datei | Prozedur |  | Typ | Blatt / Bereich |  |  | DF_Pos | DS_Pos | i_Offset | i_aktuell | Delta_i
| Quelldaten |  |  |  | EProf-Templates.xls |  |  | Blatt | DB costs roof |  |  | 1 | 1
| Zieldaten |  |  |  | EnergyProfile.xls |  |  | Eingabefelder |  |  |  | 1 | 1
| Datenfeldnamen |  |  |  | EProf-Templates.xls |  |  | Blatt | DB costs roof |  |  | 1
| Datensatznamen |  |  |  | EProf-Templates.xls |  |  | Blatt | DB costs roof |  |  |  | 1 | 10 | #N/A | 1
Zusatzaktion Beginn
Zusatzaktion Schluss
Laden von Kosten-Vorlage oberste Geschossdecke
tab_load_costs_topceiling
|  |  | Name |  | Datei | Prozedur |  | Typ | Blatt / Bereich |  |  | DF_Pos | DS_Pos | i_Offset | i_aktuell | Delta_i
| Quelldaten |  |  |  | EProf-Templates.xls |  |  | Blatt | DB costs topceiling |  |  | 1 | 1
| Zieldaten |  |  |  | EnergyProfile.xls |  |  | Eingabefelder |  |  |  | 1 | 1
| Datenfeldnamen |  |  |  | EProf-Templates.xls |  |  | Blatt | DB costs topceiling |  |  | 1
| Datensatznamen |  |  |  | EProf-Templates.xls |  |  | Blatt | DB costs topceiling |  |  |  | 1 | 10 | #N/A | 1
Zusatzaktion Beginn
Zusatzaktion Schluss
Laden von Kosten-Vorlage Außenwand
tab_load_costs_wall
|  |  | Name |  | Datei | Prozedur |  | Typ | Blatt / Bereich |  |  | DF_Pos | DS_Pos | i_Offset | i_aktuell | Delta_i
| Quelldaten |  |  |  | EProf-Templates.xls |  |  | Blatt | DB costs wall |  |  | 1 | 1
| Zieldaten |  |  |  | EnergyProfile.xls |  |  | Eingabefelder |  |  |  | 1 | 1
| Datenfeldnamen |  |  |  | EProf-Templates.xls |  |  | Blatt | DB costs wall |  |  | 1
| Datensatznamen |  |  |  | EProf-Templates.xls |  |  | Blatt | DB costs wall |  |  |  | 1 | 10 | #N/A | 1
Zusatzaktion Beginn
Zusatzaktion Schluss
Laden von Kosten-Vorlage Außenwand Keller
tab_load_costs_wall_cellar
|  |  | Name |  | Datei | Prozedur |  | Typ | Blatt / Bereich |  |  | DF_Pos | DS_Pos | i_Offset | i_aktuell | Delta_i
| Quelldaten |  |  |  | EProf-Templates.xls |  |  | Blatt | DB costs wall cellar |  |  | 1 | 1
| Zieldaten |  |  |  | EnergyProfile.xls |  |  | Eingabefelder |  |  |  | 1 | 1
| Datenfeldnamen |  |  |  | EProf-Templates.xls |  |  | Blatt | DB costs wall cellar |  |  | 1
| Datensatznamen |  |  |  | EProf-Templates.xls |  |  | Blatt | DB costs wall cellar |  |  |  | 1 | 10 | #N/A | 1
Zusatzaktion Beginn
Zusatzaktion Schluss
Laden von Kosten-Vorlage Fußboden
tab_load_costs_floor
|  |  | Name |  | Datei | Prozedur |  | Typ | Blatt / Bereich |  |  | DF_Pos | DS_Pos | i_Offset | i_aktuell | Delta_i
| Quelldaten |  |  |  | EProf-Templates.xls |  |  | Blatt | DB costs floor |  |  | 1 | 1
| Zieldaten |  |  |  | EnergyProfile.xls |  |  | Eingabefelder |  |  |  | 1 | 1
| Datenfeldnamen |  |  |  | EProf-Templates.xls |  |  | Blatt | DB costs floor |  |  | 1
| Datensatznamen |  |  |  | EProf-Templates.xls |  |  | Blatt | DB costs floor |  |  |  | 1 | 10 | #N/A | 1
Zusatzaktion Beginn
Zusatzaktion Schluss
Laden von Kosten-Vorlage Fenster
tab_load_costs_window
|  |  | Name |  | Datei | Prozedur |  | Typ | Blatt / Bereich |  |  | DF_Pos | DS_Pos | i_Offset | i_aktuell | Delta_i
| Quelldaten |  |  |  | EProf-Templates.xls |  |  | Blatt | DB costs window |  |  | 1 | 1
| Zieldaten |  |  |  | EnergyProfile.xls |  |  | Eingabefelder |  |  |  | 1 | 1
| Datenfeldnamen |  |  |  | EProf-Templates.xls |  |  | Blatt | DB costs window |  |  | 1
| Datensatznamen |  |  |  | EProf-Templates.xls |  |  | Blatt | DB costs window |  |  |  | 1 | 10 | #N/A | 1
Zusatzaktion Beginn
Zusatzaktion Schluss
Laden von Kosten-Vorlage Anlagentechnik
tab_load_template_costs_system
|  |  | Name |  | Datei | Prozedur |  | Typ | Blatt / Bereich |  |  | DF_Pos | DS_Pos | i_Offset | i_aktuell | Delta_i
| Quelldaten |  |  |  | EProf-Templates.xls |  |  | Blatt | DB costs system |  |  | 1 | 1
| Zieldaten |  |  |  | EnergyProfile.xls |  |  | Eingabefelder |  |  |  | 1 | 1
| Datenfeldnamen |  |  |  | EProf-Templates.xls |  |  | Blatt | DB costs system |  |  | 1
| Datensatznamen |  |  |  | EProf-Templates.xls |  |  | Blatt | DB costs system |  |  |  | 1 | 10 | #N/A | 1
Zusatzaktion Beginn
Zusatzaktion Schluss
Speichern von Kosten-Vorlage Anlagentechnik
tab_save_template_costs_system
|  |  | Name |  | Datei | Prozedur |  | Typ | Blatt / Bereich |  |  | DF_Pos | DS_Pos | i_Offset | i_aktuell | Delta_i
| Quelldaten |  |  |  | EnergyProfile.xls |  |  | Eingabefelder |  |  |  | 1 | 1
| Zieldaten |  |  |  | EProf-Templates.xls |  |  | Blatt | DB costs system |  |  | 1 | 1
| Datenfeldnamen |  |  |  | EProf-Templates.xls |  |  | Blatt | DB costs system |  |  | 1
| Datensatznamen |  |  |  | EProf-Templates.xls |  |  | Blatt | DB costs system |  |  |  | 1 | 1 |  | 1
Zusatzaktion Beginn
Zusatzaktion Schluss
Note on V92: noch nicht umgesetzt
Note on V93: noch nicht umgesetzt
Note on V106: noch nicht umgesetzt
Note on V107: noch nicht umgesetzt
Note on V120: noch nicht umgesetzt
Note on V121: noch nicht umgesetzt
Note on V134: noch nicht umgesetzt
Note on V135: noch nicht umgesetzt
Note on V148: noch nicht umgesetzt
Note on V149: noch nicht umgesetzt
Note on V162: noch nicht umgesetzt
Note on V163: noch nicht umgesetzt
Note on V176: noch nicht umgesetzt
Note on V177: noch nicht umgesetzt
Note on V190: noch nicht umgesetzt
Note on V191: noch nicht umgesetzt
Note on V204: noch nicht umgesetzt
Note on V205: noch nicht umgesetzt
Note on V214: noch nicht umgesetzt
Note on V215: noch nicht umgesetzt
Note on V228: noch nicht umgesetzt
Note on V229: noch nicht umgesetzt
Note on V238: noch nicht umgesetzt
Note on V239: noch nicht umgesetzt
Note on V248: noch nicht umgesetzt
Note on V249: noch nicht umgesetzt
Note on V262: noch nicht umgesetzt
Note on V263: noch nicht umgesetzt
Note on V272: noch nicht umgesetzt
Note on V273: noch nicht umgesetzt
Note on V282: noch nicht umgesetzt
Note on V283: noch nicht umgesetzt
Note on V296: noch nicht umgesetzt
Note on V297: noch nicht umgesetzt
Note on V306: noch nicht umgesetzt
Note on V307: noch nicht umgesetzt
Note on V316: noch nicht umgesetzt
Note on V317: noch nicht umgesetzt
Note on V326: noch nicht umgesetzt
Note on V327: noch nicht umgesetzt
Note on V340: noch nicht umgesetzt
Note on V341: noch nicht umgesetzt
Note on V350: noch nicht umgesetzt
Note on V351: noch nicht umgesetzt
Note on V360: noch nicht umgesetzt
Note on V361: noch nicht umgesetzt
Note on V370: noch nicht umgesetzt
Note on V371: noch nicht umgesetzt
Note on V380: noch nicht umgesetzt
Note on V381: noch nicht umgesetzt
Note on V390: noch nicht umgesetzt
Note on V391: noch nicht umgesetzt
Note on V404: noch nicht umgesetzt
Note on V405: noch nicht umgesetzt
Note on V414: noch nicht umgesetzt
Note on V415: noch nicht umgesetzt
Note on V424: noch nicht umgesetzt
Note on V425: noch nicht umgesetzt
Note on V434: noch nicht umgesetzt
Note on V435: noch nicht umgesetzt
Note on V444: noch nicht umgesetzt
Note on V445: noch nicht umgesetzt
Note on V454: noch nicht umgesetzt
Note on V455: noch nicht umgesetzt
Note on V468: noch nicht umgesetzt
Note on V469: noch nicht umgesetzt
Note on V482: noch nicht umgesetzt
Note on V483: noch nicht umgesetzt
Note on V496: noch nicht umgesetzt
Note on V497: noch nicht umgesetzt
Note on V510: noch nicht umgesetzt
Note on V511: noch nicht umgesetzt
Note on V524: noch nicht umgesetzt
Note on V525: noch nicht umgesetzt
Note on V538: noch nicht umgesetzt
Note on V539: noch nicht umgesetzt
Note on V552: noch nicht umgesetzt
Note on V553: noch nicht umgesetzt
Note on V566: noch nicht umgesetzt
Note on V567: noch nicht umgesetzt
Execute
Execute
Execute
Execute
Execute
Execute
Execute
Execute
protect forms
q
Î
Execute
Execute
Execute
Execute
Execute
Execute
Execute
Execute
Show sheets
Standard
Expert

## control monitor (hidden)
[5 empty] | 1 | 2 | 3
[5 empty] | 1 | 1
|  |  |  | Waechter_Variante | Var. 1 - | Var. 1 -
Ueberwachungsbereich
|  | 37 | Waechter_1 | Heizwärmebedarf |  |  | kWh/(m²a)
|  | 53 | Waechter_2 | Endenergiebedarf Gesamt (H+W, ohne Hilfsstrom) | - | - | kWh/(m²a)
|  | 66 | Waechter_3 | Endenergiebedarf Brennstoffe H_s Heizung |  |  | kWh/(m²a)
|  | 57 | Waechter_4 | Primärenergiebedarf Gesamt |  |  | kWh/(m²a)
|  |  |  | list_monitor |  |  |  | Formatierung
Funktion |  | data_variants_results | n_storey_eff_out | Anzahl Vollgeschosse |  |  |  | 0
|  | data_variants | n_apartments | Anzahl Wohneinheiten | 39 | 39 |  | 0
Waechteranzahl | 4 | data_variants | A_C_living | beheizte Wohnfläche | 2499 | 2499 | m² | 0
Status_Ueberwachung | FALSE | data_variants_results | V_e_out | beheiztes Gebäudevolumen (brutto) |  |  | m³ | 0
|  | data_variants_results | A_C_national | "Gebäudenutzfläche" nach EnEV |  |  | m² | 0
Position_Ueberwachung_Oben | 189 | data_variants_results | A_ref | Energiebezugsfläche |  |  | m² | 0
Position_Ueberwachung_Links | 722.25 | data_variants_results | A_related_to_V | A/V-Verhältnis |  |  | 1/m | 0,00
|  | data_variants_results | A_roof_out | Fläche Dach |  |  | m² | 0
Waechter_Verfahren |  | data_variants_results | A_top_ceiling_out | Fläche oberste Geschossdecke |  |  | m² | 0
|  | data_variants_results | A_wall_out | Fläche Außenwand |  |  | m² | 0
|  | data_variants_results | A_floor_out | Fläche Wand gegen Keller oder Erdr. |  |  | m² | 0
|  | data_variants_results | A_wall_cellar_out | Fläche Boden gegen Keller oder Erdreich |  |  | m² | 0
|  | data_variants_results | A_window_out | Fläche Fenster |  |  | m² | 0
|  | data_variants_results | U_roof_out | U-Wert Dach |  |  | W/(m²K) | 0,00
|  | data_variants_results | U_top_ceiling_out | U-Wert oberste Geschossdecke |  |  | W/(m²K) | 0,00
|  | data_variants_results | U_wall_out | U-Wert Außenwand |  |  | W/(m²K) | 0,00
|  | data_variants_results | U_floor_out | U-Wert Wand gegen Keller oder Erdr. |  |  | W/(m²K) | 0,00
|  | data_variants_results | U_wall_cellar_out | U-Wert Boden gegen Keller oder Erdreich |  |  | W/(m²K) | 0,00
|  | data_variants_results | U_window_out | U-Wert Fenster |  |  | W/(m²K) | 0,00
|  | data_variants_results | theta_i_setpoint | Raumsolltemperatur |  |  | °C | 0,0
|  | data_variants_results | f_tr | Reduktionsfaktor zeitlich eingeschränkte Beheizung |  |  |  | 0,00
|  | data_variants_results | f_sr | Reduktionsfaktor räumlich eingeschränkte Beheizung |  |  |  | 0,00
|  | data_variants_results | theta_i_m | mittlere Raumtemperatur Heizzeit |  |  | °C | 0,0
|  | data_variants_results | H_T | temperaturspezif. Transmissionswärmeverlust |  |  | W/K | 0
|  |  |  | H_T' |  |  | W/(m²K) | 0,00
|  | data_variants_results | H_T_divided_by_envelope_max | Höchstwert H_T' EnEV Neubau |  |  | W/(m²K) | 0,00
|  | data_variants_results | n_V | Luftwechsel |  |  | 1/h | 0,00
|  | data_variants_results | H_V | temperaturspezif. Lüftungswärmeverlust |  |  | W/K | 0,00
|  | data_variants_results | h_Aref | energetischer Gebäudestandard |  |  | W/(m²K) | 0,0
|  | data_variants_results | theta_hl | Heizgrenztemperatur |  |  | °C | 0
|  | data_variants_results | t_hp | Länge der Heizperiode (Bilanzzeit) |  |  | d/a | 0
|  | data_variants_results | f_hdd | Gradtagszahlfaktor (ohne Berücks. eingeschr. Beheizung) |  |  | kKh/a | 0,0
|  | data_variants_results | q_L | jährliche Wärmeverluste |  |  | kWh/(m²a) | 0,0
|  | data_variants_results | q_S | jährlicher solarer Wärmeeintrag |  |  | kWh/(m²a) | 0,0
|  | data_variants_results | q_I | jährliche innere Wärmequellen |  |  | kWh/(m²a) | 0,00
|  | data_variants_results | eta_G | Ausnutzungsgrad Wärmegewinne |  |  |  | 0,0
|  | data_variants_results | q_h_gross | Heizwärmebedarf |  |  | kWh/(m²a) | 0,0
|  | data_variants_results | q_h_w | Heizwärmegutschrift Warmwasser |  |  | kWh/(m²a) | 0,0
|  | data_variants_results | q_h_mv | Heizwärmegutschrift Lüftung |  |  | kWh/(m²a) | 0,0
|  | data_variants_results | q_hce_total | Wärmeverluste Übergabe Heizung |  |  | kWh/(m²a) | 0,0
|  | data_variants_results | q_hd_total | Wärmeverluste Verteilung Heizung |  |  | kWh/(m²a) | 0,0
|  | data_variants_results | q_hs_total | Wärmeverluste Speicherung Heizung |  |  | kWh/(m²a) | 0,0
|  | data_variants_results | q_hg_total | Wärmeverluste Erzeugung Heizung |  |  | kWh/(m²a) | 0,0
|  |  |  | Erzeugeraufwandszahl Heizung | #VALUE! | #VALUE! |  | 0,000
|  | data_variants_results | q_w | Nutzwärmebedarf Warmwasser |  |  | kWh/(m²a) | 0,0
|  | data_variants_results | q_wd_total | Wärmeverluste Verteilung Warmwasser |  |  | kWh/(m²a) | 0,0
|  | data_variants_results | q_ws_total | Wärmeverluste Speicherung Warmwasser |  |  | kWh/(m²a) | 0,0
|  | data_variants_results | q_wg_total | Wärmeverluste Erzeugung Warmwasser |  |  | kWh/(m²a) | 0,0
|  |  |  | Erzeugeraufwandszahl Warmwasser | #VALUE! | #VALUE! |  | 0,000
|  | data_variants_results | q_c_sum_fuels | Endenergiebedarf Brennstoffe H_S (H+W) |  |  | kWh/(m²a) | 0,0
|  | data_variants_results | q_c_sum_dh | Endenergiebedarf Fernwärme (H+W) |  |  | kWh/(m²a) | 0,0
|  | data_variants_results | q_c_sum_el | Endenergiebedarf Strom (H+W, ohne Hilfsenergie) |  |  | kWh/(m²a) | 0,0
|  |  |  | Endenergiebedarf Gesamt (H+W, ohne Hilfsstrom) | #VALUE! | #VALUE! | kWh/(m²a) | 0,0
|  | data_variants_results | q_del_h_el_aux | Endenergiebedarf Hilfsenergie (Strom) | #VALUE! | #VALUE! | kWh/(m²a) | 0,0
|  | data_variants_results | q_w_P | Primärenergiebedarf Warmwasser |  |  | kWh/(m²a) | 0,0
|  | data_variants_results | q_h_P | Primärenergiebedarf Heizung |  |  | kWh/(m²a) | 0,0
|  | data_variants_results | q_P | Primärenergiebedarf Gesamt |  |  | kWh/(m²a) | 0,0
|  | data_variants_results | q_P_max | Maximalwert Primärenergiebedarf EnEV Neubau |  |  | kWh/(m²a) | 0,0
|  | data_variants_results | e_P | Primärenergie-Aufwandszahl |  |  |  | 0,00
|  | data_variants_results | q_m_sum_fuels | Endenergieverbrauch Brennstoffe H_S (H+W) |  |  | kWh/(m²a) | 0,0
|  | data_variants_results | q_m_sum_dh | Endenergieverbrauch Fernwärme (H+W) |  |  | kWh/(m²a) | 0,0
|  | data_variants_results | q_m_sum_el | Endenergieverbrauch Strom (H+W) |  |  | kWh/(m²a) | 0,0
|  | data_variants_results | relation_m_c | Verhältnis Verbrauch zu Bedarf |  |  |  | 0%
|  | data_variants_results | f_adapt_expect | Anpassungsfaktor Erwartungswert Verbrauch (empirisch) |  |  |  | 0%
|  | data_variants_results | f_adapt_energy_advice | Anpassungsfaktor Verbrauch/Bedarf (Projekt) |  |  |  | 0%
|  | data_variants_results | q_c_h_fuels | Endenergiebedarf Brennstoffe H_s Heizung |  |  | kWh/(m²a) | 0,0
|  | data_variants_results | q_c_h_dh | Endenergiebedarf Nah-/Fernwärme Heizung |  |  | kWh/(m²a) | 0,0
|  | data_variants_results | q_c_h_el | Endenergiebedarf Strom Heizung |  |  | kWh/(m²a) | 0,0
|  | data_variants_results | q_c_w_fuels | Endenergiebedarf Brennstoffe H_s Warmwasser |  |  | kWh/(m²a) | 0,0
|  | data_variants_results | q_c_w_dh | Endenergiebedarf Nah-/Fernwärme Warmwasser |  |  | kWh/(m²a) | 0,0
|  | data_variants_results | q_c_w_el | Endenergiebedarf Strom Warmwasser |  |  | kWh/(m²a) | 0,0
|  | data_variants_results | indicator_completeness_envelope
|  | data_variants_results | indicator_completeness_heating_system | Vollständigkeit Eingaben Heizungssystem
|  | data_variants_results | indicator_completeness_dhw_system | Vollständigkeit Eingaben Warmwasserbereitung
|  | data_variants_results | economy_costs_total | Vollkosten der energiesparenden Maßnahmen |  |  | € | 0
|  | data_variants_results | economy_costs_total_anyway | davon "Sowiesokosten" |  |  | € | 0
|  | data_variants_results | economy_costs_total_maintanance | Wartungskosten pro Jahr |  |  | €/a | 0
|  | data_variants_results | economy_costs_total_maintanance | investitionsbezogene Wartungskosten pro Jahr |  |  | %/a | 0%
|  | data_variants_results | economy_I_costs_of_saved_energy | Kosten der eingesparten kWh |  |  | Cent/kWh | 0,0
|  | data_variants_results | economy_I_costs_of_saved_energy_with_funding | Kosten der eingesparten kWh mit Förderung |  |  | Cent/kWh | 0,0
|  | data_variants_results | economy_I_average_energy_price_future | mittl. zukünftiger Energiepreis |  |  | Cent/kWh | 0,0
|  | data_variants_results | economy_I_average_annual_gain | annuitätischer Gewinn |  |  | €/a | 0
|  | data_variants_results | economy_I_average_annual_gain_with_funding | annuitätischer Gewinn mit Förderung |  |  | €/a | 0
|  | data_variants_results | economy_II_capital_value_without_funding | vor Steuer ohne Förderung |  |  | € | 0
|  | data_variants_results | economy_II_capital_value_with_funding | vor Steuer mit Förderung |  |  | € | 0
|  | data_variants_results | economy_II_landlord_without_funding | Kapitalwert - Vermieter ohne Förderung |  |  | € | 0
|  | data_variants_results | economy_II_landlord_with_funding | Kapitalwert - Vermieter mit Förderung |  |  | € | 0
|  | data_variants_results | economy_II_tenant_per_apartment | Kapitalwert Mieter pro Wohnung |  |  | € | 0
|  | data_variants_results | economy_II_tenant_whole_building | Kapitalwert Mieter Gesamtgebäude |  |  | € | 0
|  | data_variants_results | q_del_h_el_aux |  |  |  | kWh/(m²a) | 0,0
|  | data_variants_results | q_del_w_el_aux |  |  |  | kWh/(m²a) | 0,0
Überwachung aktiv
4
Anzahl
Überwachungen
Fensterposition zurücksetzen

## control monitor (2) (hidden)
data_variants
name_variant
1 | Var. 1 | name_var1
2 | Var. 2 | name_var2
3 | Var. 3 | name_var3
4 | Var. 4 | name_var4
5 | Var. 5 | name_var5
6 | Var. 6 | name_var6
7 | Var. 7 | name_var7
8 | Var. 8 | name_var8
input_variable_changed | OB_sh_distribution_year
0
[5 empty] | 1 | 2 | 3 | 4 | 5 | 6 | 7 | 8
[5 empty] | Var. 1 - | Var. 2 | Var. 3 | Var. 4 | Var. 5 | Var. 6 | Var. 7 | Var. 8
|  |  |  | Range_Monitor_1 | 1 Var. 1 -: Range_Monitor_2 | Range_Monitor_3
|  |  |  | Range_Monitor | [9 empty] | Formatierung
[5 empty] | Var. 1 | Var. 2 | Var. 3 | Var. 4 | Var. 5 | Var. 6 | Var. 7 | Var. 8
| 1 | 0 | 0 | H_T' | [8 empty] | W/(m²K) | 0,00
| 2 | data_variants_results | q_h_gross | Heizwärmebedarf |  |  | 00 | 00 | 00 | 00 | 00 | 00 | kWh/(m²a) | 0,0
| 3 | data_variants_results | q_c_sum_fuels | Endenergiebedarf Brennstoffe H_S (H+W) |  |  | 00 | 00 | 00 | 00 | 00 | 00 | kWh/(m²a) | 0,0
| 4 | data_variants_results | q_c_sum_dh | Endenergiebedarf Fernwärme (H+W) |  |  | 00 | 00 | 00 | 00 | 00 | 00 | kWh/(m²a) | 0,0
| 5 | data_variants_results | q_c_sum_el | Endenergiebedarf Strom (H+W, ohne Hilfsenergie) |  |  | 00 | 00 | 00 | 00 | 00 | 00 | kWh/(m²a) | 0,0
| 6 | data_variants_results | q_P | Primärenergiebedarf Gesamt |  |  | 00 | 00 | 00 | 00 | 00 | 00 | kWh/(m²a) | 0,0
| 7 | data_variants_results | e_P | Primärenergie-Aufwandszahl |  |  | 000 | 000 | 000 | 000 | 000 | 000 | 0 | 0,00
| 8 | data_variants_results | economy_costs_total | Vollkosten der energiesparenden Maßnahmen |  |  | 0 | 0 | 0 | 0 | 0 | 0 | € | 0
| 9 | data_variants_results | economy_costs_total_anyway | davon "Sowiesokosten" |  |  | 0 | 0 | 0 | 0 | 0 | 0 | € | 0
| 10 | data_variants_results | economy_I_costs_of_saved_energy_with_funding | Kosten der eingesparten kWh mit Förderung |  |  | 00 | 00 | 00 | 00 | 00 | 00 | Cent/kWh | 0,0
| 11 | data_variants_results | economy_I_average_energy_price_future | mittl. zukünftiger Energiepreis |  |  | 00 | 00 | 00 | 00 | 00 | 00 | Cent/kWh | 0,0
| 12 | data_variants_results | economy_I_average_annual_gain_with_funding | annuitätischer Gewinn mit Förderung |  |  | 0 | 0 | 0 | 0 | 0 | 0 | €/a | 0
|  | data_variants | name_variant
Range_Monitor_Complete
list_monitor_show |  |  |  | list_monitor | [9 empty] | Formatierung
[5 empty] | Var. 1 | Var. 2 | Var. 3 | Var. 4 | Var. 5 | Var. 6 | Var. 7 | Var. 8
FALSE |  | data_variants_results | n_storey_eff_out | Anzahl Vollgeschosse |  | 0 | 0 | 0 | 0 | 0 | 0 | 0 |  | 0
FALSE |  | data_variants | n_apartments | Anzahl Wohneinheiten | 39 | 0 | 0 | 0 | 0 | 0 | 0 | 0 |  | 0
FALSE |  | data_variants | A_C_living | beheizte Wohnfläche | 2499.35 | 0 | 0 | 0 | 0 | 0 | 0 | 0 | m² | 0
FALSE |  | data_variants_results | V_e_out | beheiztes Gebäudevolumen (brutto) |  |  | 0 | 0 | 0 | 0 | 0 | 0 | m³ | 0
FALSE |  | data_variants_results | A_C_national | "Gebäudenutzfläche" nach EnEV |  |  | 0 | 0 | 0 | 0 | 0 | 0 | m² | 0
FALSE |  | data_variants_results | A_ref | Energiebezugsfläche |  |  | 0 | 0 | 0 | 0 | 0 | 0 | m² | 0
FALSE |  | data_variants_results | A_related_to_V | A/V-Verhältnis |  |  | 0 | 0 | 0 | 0 | 0 | 0 | 1/m | 0,00
FALSE |  | data_variants_results | A_roof_out | Fläche Dach |  |  | 0 | 0 | 0 | 0 | 0 | 0 | m² | 0
FALSE |  | data_variants_results | A_top_ceiling_out | Fläche oberste Geschossdecke | [8 empty] | m² | 0
FALSE |  | data_variants_results | A_wall_out | Fläche Außenwand |  |  | 0 | 0 | 0 | 0 | 0 | 0 | m² | 0
FALSE |  | data_variants_results | A_floor_out | Fläche Wand gegen Keller oder Erdr. |  |  | 0 | 0 | 0 | 0 | 0 | 0 | m² | 0
FALSE |  | data_variants_results | A_wall_cellar_out | Fläche Boden gegen Keller oder Erdreich |  |  | 0 | 0 | 0 | 0 | 0 | 0 | m² | 0
FALSE |  | data_variants_results | A_window_out | Fläche Fenster |  |  | 0 | 0 | 0 | 0 | 0 | 0 | m² | 0
FALSE |  | data_variants_results | U_roof_out | U-Wert Dach |  |  | 0 | 0 | 0 | 0 | 0 | 0 | W/(m²K) | 0,00
FALSE |  | data_variants_results | U_top_ceiling_out | U-Wert oberste Geschossdecke | [8 empty] | W/(m²K) | 0,00
FALSE |  | data_variants_results | U_wall_out | U-Wert Außenwand |  |  | 0 | 0 | 0 | 0 | 0 | 0 | W/(m²K) | 0,00
FALSE |  | data_variants_results | U_floor_out | U-Wert Wand gegen Keller oder Erdr. |  |  | 0 | 0 | 0 | 0 | 0 | 0 | W/(m²K) | 0,00
FALSE |  | data_variants_results | U_wall_cellar_out | U-Wert Boden gegen Keller oder Erdreich |  |  | 0 | 0 | 0 | 0 | 0 | 0 | W/(m²K) | 0,00
FALSE |  | data_variants_results | U_window_out | U-Wert Fenster |  |  | 0 | 0 | 0 | 0 | 0 | 0 | W/(m²K) | 0,00
FALSE |  | data_variants_results | theta_i_setpoint | Raumsolltemperatur |  |  | 0 | 0 | 0 | 0 | 0 | 0 | °C | 0,0
FALSE |  | data_variants_results | f_tr | Reduktionsfaktor zeitlich eingeschränkte Beheizung |  |  | 0 | 0 | 0 | 0 | 0 | 0 |  | 0,00
FALSE |  | data_variants_results | f_sr | Reduktionsfaktor räumlich eingeschränkte Beheizung |  |  | 0 | 0 | 0 | 0 | 0 | 0 |  | 0,00
FALSE |  | data_variants_results | theta_i_m | mittlere Raumtemperatur Heizzeit |  |  | 0 | 0 | 0 | 0 | 0 | 0 | °C | 0,0
FALSE |  | data_variants_results | H_T | temperaturspezif. Transmissionswärmeverlust |  |  | 0 | 0 | 0 | 0 | 0 | 0 | W/K | 0
TRUE | 1 |  |  | H_T' | [8 empty] | W/(m²K) | 0,00
FALSE |  | data_variants_results | H_T_divided_by_envelope_max | Höchstwert H_T' EnEV Neubau |  |  | 0 | 0 | 0 | 0 | 0 | 0 | W/(m²K) | 0,00
FALSE |  | data_variants_results | n_V | Luftwechsel |  |  | 0 | 0 | 0 | 0 | 0 | 0 | 1/h | 0,00
FALSE |  | data_variants_results | H_V | temperaturspezif. Lüftungswärmeverlust |  |  | 0 | 0 | 0 | 0 | 0 | 0 | W/K | 0,00
FALSE |  | data_variants_results | h_Aref | energetischer Gebäudestandard |  |  | 0 | 0 | 0 | 0 | 0 | 0 | W/(m²K) | 0,0
FALSE |  | data_variants_results | theta_hl | Heizgrenztemperatur |  |  | 0 | 0 | 0 | 0 | 0 | 0 | °C | 0
FALSE |  | data_variants_results | t_hp | Länge der Heizperiode (Bilanzzeit) |  |  | 0 | 0 | 0 | 0 | 0 | 0 | d/a | 0
FALSE |  | data_variants_results | f_hdd | Gradtagszahlfaktor (ohne Berücks. eingeschr. Beheizung) |  |  | 0 | 0 | 0 | 0 | 0 | 0 | kKh/a | 0,0
FALSE |  | data_variants_results | q_L | jährliche Wärmeverluste |  |  | 0 | 0 | 0 | 0 | 0 | 0 | kWh/(m²a) | 0,0
FALSE |  | data_variants_results | q_S | jährlicher solarer Wärmeeintrag |  |  | 0 | 0 | 0 | 0 | 0 | 0 | kWh/(m²a) | 0,0
FALSE |  | data_variants_results | q_I | jährliche innere Wärmequellen |  |  | 0 | 0 | 0 | 0 | 0 | 0 | kWh/(m²a) | 0,00
FALSE |  | data_variants_results | eta_G | Ausnutzungsgrad Wärmegewinne |  |  | 0 | 0 | 0 | 0 | 0 | 0 |  | 0,0
TRUE | 2 | data_variants_results | q_h_gross | Heizwärmebedarf |  |  | 0 | 0 | 0 | 0 | 0 | 0 | kWh/(m²a) | 0,0
FALSE |  | data_variants_results | q_h_w | Heizwärmegutschrift Warmwasser |  |  | 0 | 0 | 0 | 0 | 0 | 0 | kWh/(m²a) | 0,0
FALSE |  | data_variants_results | q_h_mv | Heizwärmegutschrift Lüftung |  |  | 0 | 0 | 0 | 0 | 0 | 0 | kWh/(m²a) | 0,0
FALSE |  | data_variants_results | q_hce_total | Wärmeverluste Übergabe Heizung |  |  | 0 | 0 | 0 | 0 | 0 | 0 | kWh/(m²a) | 0,0
FALSE |  | data_variants_results | q_hd_total | Wärmeverluste Verteilung Heizung |  |  | 0 | 0 | 0 | 0 | 0 | 0 | kWh/(m²a) | 0,0
FALSE |  | data_variants_results | q_hs_total | Wärmeverluste Speicherung Heizung |  |  | 0 | 0 | 0 | 0 | 0 | 0 | kWh/(m²a) | 0,0
FALSE |  | data_variants_results | q_hg_total | Wärmeverluste Erzeugung Heizung |  |  | 0 | 0 | 0 | 0 | 0 | 0 | kWh/(m²a) | 0,0
FALSE |  |  |  | Erzeugeraufwandszahl Heizung | #VALUE! | #VALUE! | #DIV/0! | #DIV/0! | #DIV/0! | #DIV/0! | #DIV/0! | #DIV/0! |  | 0,000
FALSE |  | data_variants_results | q_w | Nutzwärmebedarf Warmwasser |  | error: sum fraction <> 1 | 0 | 0 | 0 | 0 | 0 | 0 | kWh/(m²a) | 0,0
FALSE |  | data_variants_results | q_wd_total | Wärmeverluste Verteilung Warmwasser |  |  | 0 | 0 | 0 | 0 | 0 | 0 | kWh/(m²a) | 0,0
FALSE |  | data_variants_results | q_ws_total | Wärmeverluste Speicherung Warmwasser |  |  | 0 | 0 | 0 | 0 | 0 | 0 | kWh/(m²a) | 0,0
FALSE |  | data_variants_results | q_wg_total | Wärmeverluste Erzeugung Warmwasser |  |  | 0 | 0 | 0 | 0 | 0 | 0 | kWh/(m²a) | 0,0
FALSE |  |  |  | Erzeugeraufwandszahl Warmwasser | #VALUE! | #VALUE! | #DIV/0! | #DIV/0! | #DIV/0! | #DIV/0! | #DIV/0! | #DIV/0! |  | 0,000
TRUE | 3 | data_variants_results | q_c_sum_fuels | Endenergiebedarf Brennstoffe H_S (H+W) |  |  | 0 | 0 | 0 | 0 | 0 | 0 | kWh/(m²a) | 0,0
TRUE | 4 | data_variants_results | q_c_sum_dh | Endenergiebedarf Fernwärme (H+W) |  |  | 0 | 0 | 0 | 0 | 0 | 0 | kWh/(m²a) | 0,0
TRUE | 5 | data_variants_results | q_c_sum_el | Endenergiebedarf Strom (H+W, ohne Hilfsenergie) |  |  | 0 | 0 | 0 | 0 | 0 | 0 | kWh/(m²a) | 0,0
FALSE |  |  |  | Endenergiebedarf Gesamt (H+W, ohne Hilfsstrom) | #VALUE! | #VALUE! | 0 | 0 | 0 | 0 | 0 | 0 | kWh/(m²a) | 0,0
FALSE |  | data_variants_results | q_del_h_el_aux | Endenergiebedarf Hilfsenergie (Strom) | #VALUE! | #VALUE! | 0 | 0 | 0 | 0 | 0 | 0 | kWh/(m²a) | 0,0
FALSE |  | data_variants_results | q_w_P | Primärenergiebedarf Warmwasser |  |  | 0 | 0 | 0 | 0 | 0 | 0 | kWh/(m²a) | 0,0
FALSE |  | data_variants_results | q_h_P | Primärenergiebedarf Heizung |  |  | 0 | 0 | 0 | 0 | 0 | 0 | kWh/(m²a) | 0,0
TRUE | 6 | data_variants_results | q_P | Primärenergiebedarf Gesamt |  |  | 0 | 0 | 0 | 0 | 0 | 0 | kWh/(m²a) | 0,0
FALSE |  | data_variants_results | q_P_max | Maximalwert Primärenergiebedarf EnEV Neubau |  |  | 0 | 0 | 0 | 0 | 0 | 0 | kWh/(m²a) | 0,0
TRUE | 7 | data_variants_results | e_P | Primärenergie-Aufwandszahl |  |  | 0 | 0 | 0 | 0 | 0 | 0 |  | 0,00
FALSE |  | data_variants_results | q_m_sum_fuels | Endenergieverbrauch Brennstoffe H_S (H+W) |  |  | 0 | 0 | 0 | 0 | 0 | 0 | kWh/(m²a) | 0,0
FALSE |  | data_variants_results | q_m_sum_dh | Endenergieverbrauch Fernwärme (H+W) |  |  | 0 | 0 | 0 | 0 | 0 | 0 | kWh/(m²a) | 0,0
FALSE |  | data_variants_results | q_m_sum_el | Endenergieverbrauch Strom (H+W) |  |  | 0 | 0 | 0 | 0 | 0 | 0 | kWh/(m²a) | 0,0
FALSE |  | data_variants_results | relation_m_c | Verhältnis Verbrauch zu Bedarf |  |  | 0 | 0 | 0 | 0 | 0 | 0 |  | 0%
FALSE |  | data_variants_results | f_adapt_expect | Anpassungsfaktor Erwartungswert Verbrauch (empirisch) | [9 empty] | 0% | bar: Var. 3 to Var. 8
FALSE |  | data_variants_results | f_adapt_energy_advice | Anpassungsfaktor Verbrauch/Bedarf (Projekt) |  |  | 0 | 0 | 0 | 0 | 0 | 0 |  | 0%
FALSE |  | data_variants_results | q_c_h_fuels | Endenergiebedarf Brennstoffe H_s Heizung |  |  | 0 | 0 | 0 | 0 | 0 | 0 | kWh/(m²a) | 0,0
FALSE |  | data_variants_results | q_c_h_dh | Endenergiebedarf Nah-/Fernwärme Heizung |  |  | 0 | 0 | 0 | 0 | 0 | 0 | kWh/(m²a) | 0,0
FALSE |  | data_variants_results | q_c_h_el | Endenergiebedarf Strom Heizung |  |  | 0 | 0 | 0 | 0 | 0 | 0 | kWh/(m²a) | 0,0
FALSE |  | data_variants_results | q_c_w_fuels | Endenergiebedarf Brennstoffe H_s Warmwasser |  | - | 0 | 0 | 0 | 0 | 0 | 0 | kWh/(m²a) | 0,0
FALSE |  | data_variants_results | q_c_w_dh | Endenergiebedarf Nah-/Fernwärme Warmwasser |  | - | 0 | 0 | 0 | 0 | 0 | 0 | kWh/(m²a) | 0,0
FALSE |  | data_variants_results | q_c_w_el | Endenergiebedarf Strom Warmwasser |  | - | 0 | 0 | 0 | 0 | 0 | 0 | kWh/(m²a) | 0,0
FALSE |  | data_variants_results | indicator_completeness_envelope |  |  | 0 | 0 | 0 | 0 | 0 | 0 | 0
FALSE |  | data_variants_results | indicator_completeness_heating_system | Vollständigkeit Eingaben Heizungssystem |  | 0 | 0 | 0 | 0 | 0 | 0 | 0
FALSE |  | data_variants_results | indicator_completeness_dhw_system | Vollständigkeit Eingaben Warmwasserbereitung |  | 0 | 0 | 0 | 0 | 0 | 0 | 0
TRUE | 8 | data_variants_results | economy_costs_total | Vollkosten der energiesparenden Maßnahmen |  |  | 0 | 0 | 0 | 0 | 0 | 0 | € | 0
TRUE | 9 | data_variants_results | economy_costs_total_anyway | davon "Sowiesokosten" |  |  | 0 | 0 | 0 | 0 | 0 | 0 | € | 0
FALSE |  | data_variants_results | economy_costs_total_maintanance | Wartungskosten pro Jahr |  |  | 0 | 0 | 0 | 0 | 0 | 0 | €/a | 0
FALSE |  | data_variants_results | economy_costs_total_maintanance | investitionsbezogene Wartungskosten pro Jahr |  |  | 0 | 0 | 0 | 0 | 0 | 0 | %/a | 0%
FALSE |  | data_variants_results | economy_I_costs_of_saved_energy | Kosten der eingesparten kWh |  |  | 0 | 0 | 0 | 0 | 0 | 0 | Cent/kWh | 0,0
TRUE | 10 | data_variants_results | economy_I_costs_of_saved_energy_with_funding | Kosten der eingesparten kWh mit Förderung |  |  | 0 | 0 | 0 | 0 | 0 | 0 | Cent/kWh | 0,0
TRUE | 11 | data_variants_results | economy_I_average_energy_price_future | mittl. zukünftiger Energiepreis |  |  | 0 | 0 | 0 | 0 | 0 | 0 | Cent/kWh | 0,0
FALSE |  | data_variants_results | economy_I_average_annual_gain | annuitätischer Gewinn |  |  | 0 | 0 | 0 | 0 | 0 | 0 | €/a | 0
TRUE | 12 | data_variants_results | economy_I_average_annual_gain_with_funding | annuitätischer Gewinn mit Förderung |  |  | 0 | 0 | 0 | 0 | 0 | 0 | €/a | 0
FALSE |  | data_variants_results | economy_II_capital_value_without_funding | vor Steuer ohne Förderung |  |  | 0 | 0 | 0 | 0 | 0 | 0 | € | 0
FALSE |  | data_variants_results | economy_II_capital_value_with_funding | vor Steuer mit Förderung |  |  | 0 | 0 | 0 | 0 | 0 | 0 | € | 0
TRUE | 13 | data_variants_results | economy_II_landlord_without_funding | Kapitalwert - Vermieter ohne Förderung |  |  | 0 | 0 | 0 | 0 | 0 | 0 | € | 0
FALSE |  | data_variants_results | economy_II_landlord_with_funding | Kapitalwert - Vermieter mit Förderung |  |  | 0 | 0 | 0 | 0 | 0 | 0 | € | 0
FALSE |  | data_variants_results | economy_II_tenant_per_apartment | Kapitalwert Mieter pro Wohnung |  |  | 0 | 0 | 0 | 0 | 0 | 0 | € | 0
FALSE |  | data_variants_results | economy_II_tenant_whole_building | Kapitalwert Mieter Gesamtgebäude |  |  | 0 | 0 | 0 | 0 | 0 | 0 | € | 0
FALSE
FALSE
FALSE
FALSE
FALSE
FALSE
FALSE
FALSE
FALSE
FALSE
|  | data_variants_results | q_del_h_el_aux |  |  |  | 00 | 00 | 00 | 00 | 00 | 00 | kWh/(m²a) | 0,0
|  | data_variants_results | q_del_w_el_aux |  |  |  | 00 | 00 | 00 | 00 | 00 | 00 | kWh/(m²a) | 0,0
Monitor einblenden

## data out (hidden)
| data_out_form_building |  |  | data_out_form_system
1 | ID | KVEP-VOK-5000.S2620.001 | 1 | ID | KVEP-VOK-5000.S2620.001
2 | date | 2026-07-29 02:20 | 2 | date | 2026-07-29 02:20
3 | n_storeys | 8 | 3 | CB_centralheating_building | 1
4 | n_apartments | 39 | 4 | CB_centralheating_apartment | 0
5 | A_C_living | 2499.35 | 5 | OB_f_centralheating | 1
6 | OB_type_intake_year_building | 1 | 6 | CB_boiler | 1
7 | OB_year_building | #N/A | 7 | OB_boiler_fuel | 2
8 | year_building | 1975 | 8 | OB_boiler_type | 2
9 | OB_type_intake_envelope | 2 | 9 | OB_boiler_year | 2
10 | OB_envelope_simplifications | 3 | 10 | CB_woodboiler | 0
11 | OB_h_room | 2 | 11 | OB_woodboiler_fuel | #N/A
12 | h_room | 0 | 12 | CB_heatpump | 0
13 | OB_attached_neighbours | 1 | 13 | OB_heatpump_type | #N/A
14 | OB_floorshape | 1 | 14 | CB_heatpump_hr | 0
15 | OB_attic_cond | 1 | 15 | OB_heatpump_year | #N/A
16 | CB_dormer | 0 | 16 | CB_el_storage | 0
17 | n_dormers | 0 | 17 | CB_districtheating | 0
18 | length_dormer | 0 | 18 | OB_districtheating_fuel | #N/A
19 | OB_cellar_cond | 2 | 19 | OB_districtheating_type | #N/A
20 | V_e | 0 | 20 | CB_districtheating_chp | 0
21 | h_storey | 0 | 21 | OB_sh_distribution_type | 1
22 | A_roof | 0 | 22 | OB_sh_distribution_year | 3
23 | A_topceiling | 0 | 23 | CB_stove_fuel | 0
24 | A_wall | 0 | 24 | CB_stove_oil | 0
25 | A_floor | 0 | 25 | CB_stove_coal | 0
26 | A_wall_soil | 0 | 26 | CB_stove_wood | 0
27 | A_win | 0 | 27 | CB_stove_gas | 0
28 | A_roller_blind_case | 0 | 28 | CB_stove_el | 0
29 | A_radiator_recess | 0 | 29 | CB_stove_el_op | 0
30 | A_win_S | 0 | 30 | CB_hw_centralheating | 1
31 | A_win_E_W | 0 | 31 | CB_hw_gas_storage | 0
32 | A_win_N | 0 | 32 | CB_hw_central_el_storage | 0
33 | A_win_SW_SE | 0 | 33 | CB_hw_cellar_heatpump | 0
34 | A_win_NW_NE | 0 | 34 | CB_hw_gas_heater | 0
35 | A_win_H | 0 | 35 | CB_hw_el_heater | 0
36 | OB_type_intake_U_value | 2 | 36 | CB_hw_decentral_el_storage | 0
37 | CB_roof_massive | 1 | 37 | CB_hw_circ | 1
38 | CB_topceiling_massive | 1 | 38 | CB_hw_solar | 0
39 | CB_wall_massive | 1 | 39 | OB_hw_distribution_year | 3
40 | CB_floor_massive | 1 | 40 | OB_hw_storage_year | 1
41 | CB_roof_wood | 0 | 41 | consumption_oil | 0
42 | CB_topceiling_wood | 0 | 42 | consumption_natural_gas | 0
43 | CB_wall_wood | 0 | 43 | OB_consumption_natural_gas | 2
44 | CB_floor_wood | 0 | 44 | consumption_liquid_gas | 0
45 | OB_type_intake_d_insulation | 1 | 45 | consumption_coal | 0
46 | OB_d_insulation_roof | #N/A | 46 | consumption_dh | 0
47 | OB_d_insulation_topceiling | #N/A | 47 | consumption_el | 0
48 | OB_d_insulation_wall | #N/A | 48 | consumption_firewood | 0
49 | OB_d_insulation_floor | #N/A | 49 | consumption_woodpellets | 0
50 | d_insulation_roof | 0 | 50 | OB_consumption_with_hw | 2
51 | d_insulation_topceiling | 0 | 51 | consumption_year1 | 0
52 | d_insulation_wall | 8 | 52 | consumption_year2 | 0
53 | d_insulation_floor | 0 | 53 | OB_modernisation_in_consumption_period | #N/A
54 | OB_type_intake_lambda | 1 | 54 | OB_type_intake_ventilation | 2
55 | lambda_insulation_roof | 0.04 | 55 | OB_type_vent | 1
56 | lambda_insulation_topceiling | 0.04 | 56 | n_vent_mech | 0
57 | lambda_insulation_wall | 0.04 | 57 | n_vent_other | 0
58 | lambda_insulation_floor | 0.04 | 58 | eta_vent_rec | 0
59 | OB_type_intake_f_insulation | 1 | 59 | OB_method_sys | 1
60 | OB_f_insulation_roof | #N/A | 60 | OB_table_sys | 2
61 | OB_f_insulation_topceiling | #N/A | 61 | OB_table_energyware
62 | OB_f_insulation_wall | #N/A | 62
63 | OB_f_insulation_floor | #N/A | 63
64 | f_insulation_roof | 0 | 64
65 | f_insulation_topceiling | 0 | 65
66 | f_insulation_wall | 100 | 66
67 | f_insulation_floor | 0 | 67
68 | CB_win_1_pane | 0 | 68
69 | CB_win_2_panes | 1 | 69
70 | CB_win_3_panes | 0 | 70
71 | CB_win_iso | 0 | 71
72 | CB_win_therm | 1 | 72
73 | CB_win_frames_wood | 0 | 73
74 | CB_win_frames_plastic | 1 | 74
75 | CB_win_frames_metal | 0 | 75
76 | CB_frames_insulated | 0 | 76
77 | year_window | 1999 | 77
78 | U_win_direct | 1.7 | 78
79 | CB_roller_blind | 0 | 79
80 | CB_radiator_recess | 0 | 80
81 | OB_thermal_bridges | 1 | 81
82 | U_roof | 0 | 82
83 | U_topceiling | 0 | 83
84 | U_wall | 0 | 84
85 | U_floor | 0 | 85
86 | U_wall_soil | 0 | 86
87 | U_win | 0 | 87
88 | U_roller_blind_case | 0 | 88
89 | U_radiator_recess | 0 | 89
90 | g_win_orthogonal | 0 | 90
91 | F_shade | 0 | 91
92 | F_frame | 0 | 92
93 | OB_constr_special | 2 | 93
94 | OB_airtight | #N/A | 94
95 | OB_type_ref_area | #N/A | 95
96 | OB_method_h | #N/A | 96
97 | OB_climate | #N/A | 97
98 |  | #N/A | 98
99 |  | #N/A | 99
100 |  | #N/A | 100
101 |  | #N/A | 101
102 |  | #N/A | 102
103 |  | #N/A | 103
104 |  | #N/A | 104
105 |  | #N/A | 105
106 |  | #N/A | 106
107 |  | #N/A | 107
108 |  | #N/A | 108
109 |  | #N/A | 109
110 |  | #N/A | 110
111 |  | #N/A | 111
112 |  | #N/A | 112
113 |  | #N/A | 113
114 |  | #N/A | 114
115 |  | #N/A | 115
116 |  | #N/A | 116
117 |  | #N/A | 117
118 |  |  | 118
119 |  |  | 119
120 |  |  | 120
121 |  |  | 121
122 |  |  | 122
123 |  |  | 123
124 |  |  | 124
125 |  |  | 125
126 |  |  | 126
127 |  |  | 127
128 |  |  | 128
129 |  |  | 129
130 |  |  | 130
131 |  |  | 131
132 |  |  | 132
133 |  |  | 133
134 |  |  | 134
135 |  |  | 135
136 |  |  | 136
137 |  |  | 137
138 |  |  | 138
139 |  |  | 139
140 |  |  | 140
141 |  |  | 141
142 |  |  | 142
143 |  |  | 143
144 |  |  | 144
145 |  |  | 145
146 |  |  | 146
147 |  |  | 147
148 |  |  | 148
149 |  |  | 149
150 |  |  | 150