## Notizen
Priorität | Aufgaben |  | erledigt | Kommentar
Allgemein
|  | störende Bereichsnamen entfernen | 2007-09-14
Formular
B |  | Definition Modernisierungsvarianten
Steuerung
B |  | Berechnung 2. Variante | ?
|  | Datentransfer | 2007-09-14
Methodik
B |  | Blatt "Parameter" außer Betrieb nehmen; alle Bezüge zu Steuerfeldern checken! | erledigt bis auf Klima
|  | neue Dropdown-Menüs einfügen | 2007-09-14
B |  | Auswahl Klimadaten im Formular
B |  | Anpassung Verbrauchsdaten
B |  | Erwartungswerte
Flächenschätzung
Achtung: Dieses Kriterium muss noch nachgerüstet werden:
|  | =IF(AND(OR(OF_DG_beheizt=2;OF_DG_beheizt=3);OR(KK_DG_unbeheizt_gedaemmt=TRUE;KK_DG_unbeheizt_gedaemmt=1;AND(d_Daemm_Da>0;Anteil_Daemm_Da>0;NOT(d_Daemm_OG>0);NOT(Anteil_Daemm_OG>0))));1;f_TB_DG) | 2007-03-05
B |  | genauer Regeln für Dachgeschoss festlegen
Gebäude
|  | Typ Verfahren ist zweimal definiert! | 2007-03-19
U-Werte
|  | Fenster doch in der ersten Version beibehalten ---> kompatibel mit EnEV 2008 | gecancelled
year_building in year_building_1 und year_building_2 umwandeln
Anlagentechnik
|  | Lüftungsanlage nachrüsten | 2007-03-19
|  | Nutzwärmebedarf Warmwasser im Anlagenblatt je nach Verfahren ansetzen | 2007-03-19
derzeit noch feste Eingabe im Switchboard
|  | Output: Q_h_gross und Q_h_net | 2007-03-19
Ausgabe
C |  | DATAMINE umsetzen
KfW Monitoring
|  | Wenn EnEV-konform, dann wird auch q_hce benötigt. | zurückgestellt
Umsetzung EnEV 2007
|  | Rolladenkästen: Fläche + U-Wert | 2007-05-15
|  | Heizkörpernischen: Fläche + U-Wert | 2007-05-15
|  | Gauben: Volumenerhöhung + Zuschlag von 10 W/K je Gaubenseitenwand | 2007-09-14
Anzahl Gauben abfragen
|  | Kellerabgänge: Zuschlag 50 W/K wenn unbeheizter oder teilweise beheizter Keller (Annahme: 1 Abgang je Gebäude) | 2007-09-14
Volumenerhöhung
A |  | Luftvolumen nach EnEV: keine Differenzierung Gebäudegröße | ?
|  | Wärmebrücken: zusätzlichen Schalter im Formular einbauen | 2007-09-14
|  | Primärenergiefaktor Strom --> 2,7 | 2007-06-26
|  | Anlagentechnik: alle Tabellen | 2007-06-26
|  | zweite Version U-Wert-Tabellen | 2007-06-26
|  | zusätzlicher Umschalter für U-Wert-Tabellen "kvep" und "EnEV 2007" | 2007-09-14
U-Werte der EnEV nochmal überprüfen
|  | EnEV 2007 statt 2008 | 2007-09-14
|  | LEG-W Verfahren räumliche und zeitliche Teilbeheizung stimmt nicht | 2007-09-14
A |  | Funktion table_value beschleunigen |  | bisher keine Lösung in Sicht
A |  | Optionsfelder für Dämmstärke und Dämmanteil geändert: Nr.1 = 0! ==> Marc + Konny
A |  | Bisher nur für Dämmstärke abgesprochen, muss jedoch auch für Dämmanteil sein!!
A |  | Änderung Klima ermöglichen! (für Berechnungen jenseits EnEV)
A |  | Bei Lüftungsanlage auch Dichtheit abfragen? Zumindest Luftwechsel in Gebäudebilanz von 0,7 runtersetzen ...

## Uebersicht
Kurzverfahren Energieprofil Arbeitsblätter für die vereinfachte energetische Bewertung von Wohngebäuden
2006-05-19
Informationen zur vorliegenden Arbeitsmappe
Die Arbeitsblätter
|  | Blätter zeigen |  | Druckauswahl
Uebersicht | Uebersicht | TRUE | Uebersicht | FALSE
Formular Gebaeude | Formular Gebaeude | TRUE | Formular Gebaeude | FALSE
Formular Heizsystem | Formular Heizsystem | TRUE | Formular Heizsystem | FALSE
Erlaeuterungen Formulare | Erlaeuterungen Formulare | TRUE | Erlaeuterungen Formulare | FALSE
Flaechenschaetzung | Flaechenschaetzung | TRUE | Flaechenschaetzung | FALSE
Pauschale U-Werte | Pauschale U-Werte | TRUE | Pauschale U-Werte | FALSE
Bilanz Geb | Bilanz Geb | TRUE | Bilanz Geb | FALSE
Bilanz AT | Bilanz AT | TRUE | Bilanz AT | FALSE
Ausgabe Datenblatt | Ausgabe Datenblatt | TRUE | Ausgabe Datenblatt | FALSE
Ausgabe Verbraucher | Ausgabe Verbraucher | TRUE | Ausgabe Verbraucher | TRUE
Steuerung | Steuerung | TRUE | Steuerung | FALSE
DIAGR Energiebilanz | DIAGR Energiebilanz | FALSE | - | FALSE
Klima | Klima | TRUE | Klima | FALSE
AT Daten | AT Daten | TRUE | AT Daten | FALSE
| 0 |  | -
Das zu Grunde liegende Verfahren
Die vorliegende Excel-Arbeitsmappe stellt eine Umsetzung des im folgenden Forschungsberichts entwickelten Verfahren dar:
Projekttitel: "Entwicklung eines vereinfachten, statistisch abgesicherten Verfahrens zur Erhebung von Gebäudedaten für die Erstellung des Energieprofils von Gebäuden"
Kurztitel: "Kurzverfahren Energieprofil"
Autoren: Tobias Loga, Dr. Nikolaus Diefenbach, Dr. Jens Knissel, Rolf Born
Der Forschungsbericht wurde mit Mitteln des Bundesamtes für Bauwesen und Raumordnung gefördert.
(Aktenzeichen Z6-5.4.00-12/II 13 -80 01 03-15). Der Bericht steht als Download zur Verfügung unter:
www.iwu.de/datei/iwu-kurzverfahren_energieprofil-endbericht.pdf
oder kann als Broschüre beim IWU bestellt werden. Ferner findet sich eine Zusammenfassung des Berichts unter:
www.iwu.de/datei/kvep-kurzbericht.pdf
Das Verfahren dient der einfachen energetischen Klassifizierung von Gebäuden. Zielsetzung der Entwicklung war es, einen Vorschlag für ein Energiepass-Kurzverfahren für Wohngebäude zu liefern, das ohne aufwändige Datenerhebung angewendet werden kann.
Rechengang und Ergebnisse sind nach derzeitigem Stand - nicht für die Erstellung eines Nachweises nach EnEV 2002 und - nicht für die Erstellung eines Energiepasses gemäß den Richtlinien des Energiepass-Feldversuchs der Deutschen Energie Agentur (dena) zugelassen.
Derzeitige Anwendung
Die praktische Anwendung des "Kurzverfahrens Energieprofil" wird derzeit in dem von der DBU und der Stadt Darmstadt geförderten Forschungsprojekt "Ökologischer Mietspiegel Darmstadt - Phase II" erprobt. (Titel des Forschungsvorhabens: „Entwicklung eines vereinfachten Verfahrens zur Ermittlung gebäudespezifischer Primärenergiekennwerte, geeignet als Bewertungsmerkmal eines Mietspiegels“ / DBU-Az: 22094)
Weitere mögliche Einsatzbereiche
Neben der energetischen Bewertung größerer Gebäudebestände bieten sich eine Reihe weiterer Möglichkeiten für den Einsatz des Flächenschätzverfahrens an:
· Plausibilitätsprüfung bei exakter Datenerhebung
Ein Problem der detaillierten Datenerhebung im ingenieurtechnisch erstellten Energiepass ist, dass – insbesondere bei der Flächenaufnahme – leicht Fehler gemacht werden können (Fehler bei der Längenmessung, vergessene oder doppelt erfasste Flächen). Hier bietet das Flächenschätzverfahren die Möglichkeit einer Plausibilitätsprüfung. Weichen die detailliert ermittelten Flächen um mehr als ein festzulegendes Delta ab, so wäre eine Kontrolle der aufgenommenen Daten zu empfehlen.
· Szenarienberechnungen für den Gebäudebestand
Das Verfahren kann auch zur Abbildung des Energieverbrauchs einer Gebäudegesamtheit auf regionaler oder nationaler Ebene verwendet werden. Damit eignet es sich zur Abschätzung der Auswirkung von Maßnahmenszenarien auf den Gebäudebestand.
· Durchführung von Initialberatungen
Aufgrund der wenigen erforderlichen Daten ist das Verfahren prädestiniert für die Anwendung im Rahmen der Verbraucherberatung: Die erforderlichen Gebäudedaten können direkt beim Beratungsgespräch abgefragt werden. Weiterhin wäre eine automatisierte Beratung im Internet denkbar.
Die Arbeit mit der Arbeitsmappe
Die Dateneingabe findet in den folgenden Arbeitsblättern statt:
- "Formular Gebäude"
- "Formular Heizsystem"
Neben den Optionsfeldern und Kontrollkästchen sind nur gelb markierte Felder für die Dateneintragung vorgesehen.
Die anderen Arbeitsblätter dienen der Berechnung. Dateneingaben sind hier nicht vorgesehen.
Im Blatt "Steuerung" kann das Energiebilanzverfahren modifiziert werden. Weiterhin finden sich dort alle Eingangsdaten und Ergebnisse.
Die Weiterverbreitung und Anwendung des "Kurzverfahren Energieprofil" ist ausdrücklich erwünscht. Erfahrungen, Anregungen und Kritik können Sie gerne senden an:
t.loga@iwu.de
Darmstadt, den 19.4.2005
Institut Wohnen und Umwelt GmbH
Tobias Loga
Druck Vorauswahl
Blatt einblenden
Erfassung der für die vereinfachte Bewertung des Baukörpers erforderlichen Daten
Erfassung der für die vereinfachte Bewertung des Baukörpers erforderlichen Daten
Hinweise zum Ausfüllen der Formulare
Kalkulationsblatt: Flächenschätzverfahren
Kalkulationsblatt: Pauschalwerte für die Wärmedurchgangskoeffizienten
Kalkulationsblatt: Heizwärmebedarf
Kalkulationsblatt: End- und Primärenergiebedarf
Einstellung des Berechnungsverfahrens (Randbedingungen und Energiebezugsfläche)
Säulendiagramm: Energiekennwerte
Basisdaten: Klima
Basisdaten: Pauschalwerte für die Anlagentechnik
Erläuterungen zur Arbeitsmappe / Literaturverweise
4
Anzahl
Überwachungen
Datenblatt: Übersicht über die Gebäudedaten / Informationen für Fachleute
Ergebnisblatt: energetische Bewertung / Informationen für Verbraucher
Druck
Fenster teilen

## Parameter
[18 empty] | 42 | #REF! | 1
[18 empty] | 72 | #REF! | 2 | Method System
Verfahren / Randbedingungen |  |  |  | Typ_Verfahren | 4 |  | 1 | 2 | 3 |  | Kurz-Bez. Verfahren | Verfahren |  | Typ_EBF |  |  | Typ_HP-Korrektur | 102 | #REF! | 3 |  | Kurz-Bez. Verfahren | Verfahren
[7 empty] | AHEP | LEG | ÖMD | 1 | EnEV / AHEP | #VALUE! | 1 | A_N | "Gebäudenutzfläche" A_N | 1 | keine | 132 | #REF! | 4 | 1 | de-kvep | Kurzverfahren Energieprofil
[10 empty] | 2 | de.LEG | #VALUE! | 2 | A_Wohn | beheizte Wohnfläche | 2 | HP-Korrektur | 162 | #REF! | 5 | 2 | EnEV 2008 VV Bestand | EnEV 2008 VV Bestand
Energiebezugsfläche |  | #VALUE! | #VALUE! | Typ_EBF | #VALUE! |  | 1 | 2 |  | 3 | OMD | #VALUE! | [5 empty] | 192 | #REF! | 6 | 3
[7 empty] | A_N | A_Wohn |  | 4 | de.EnEV.2007 | #VALUE! | [5 empty] | 222 | #REF! | 7 | 4
[10 empty] | 5 | eigene RB 2 | #VALUE! | [5 empty] | 252 | #REF! | 8 | 5
Korrektur Heizperiode |  |  |  | Typ_HP_Korrektur | 2 |  | 1 | 2 |  | 6 | eigene RB 3 | #VALUE! | [5 empty] | 282 | #REF! | 9 | 6
[7 empty] | keine | HP-Korrektur |  | 7 | eigene RB 4 | #VALUE! | [5 empty] | 312 | #REF! | 10 | 7
[10 empty] | 8 | eigene RB 5 | #VALUE! | [5 empty] | 342 | #REF! | 11 | 8
Klimadatensatz |  |  |  | Nr_Klimadatensatz | 1 | außer Betrieb seit 13-05-2009 |  |  |  | 9 | eigene RB 6 | #VALUE! | [5 empty] | 372 | #REF! | 12 | 9
[10 empty] | 10 | eigene RB 7 | #VALUE! | [5 empty] | 402 | #REF! | 13 | 10
[11 empty] | de.EnEV.2007 | #VALUE! | [5 empty] | 432 | #REF! | 14 | method_system | de-kvep | Kurzverfahren Energieprofil
aktuelles Verfahren zur Datenerhebung |  |  |  | Typ_Datenerhebung | 2 | wird nicht mehr verwendet | [11 empty] | 462 | #REF! | 15
[18 empty] | 492 | #REF! | 16
[18 empty] | 522 | #REF! | 17
[18 empty] | 552 | #REF! | 18
[18 empty] | 582 | #REF! | 19
method system |  |  |  | i_method_system | 1 | [12 empty] | 612 | #REF! | 20
[18 empty] | 642 | #REF! | 21
[18 empty] | 672 | #REF! | 22
[18 empty] | 702 | #REF! | 23
[18 empty] | 732 | #REF! | 24
[18 empty] | 30 | #REF! | 25
| OB_input_data_control | 1
reference area
calculation procedure builiding
type system data
procedure system data
Note on B9: Anpassung der Tabellenwerte für die Anlagentechnik an die aktuelle Länge der Heizperiode
"Gebäudenutzfläche" A_N
Dieses Blatt noch kontrollieren und außer Betrieb nehmen!
Es gibt nur noch eine Verknüpfung zu Nr_Klimadatensatz

## input
Spaltenbereich für Input aus "sep-form.xls" | [8 empty] | Spaltenbereich für Transformation und Übergabe an SwitchBoard
Vorsicht: keine Spalten einfügen! Unten sind noch Tabellen
| Interface Input Form |  | Achtung: die hier angekoppelten Formeln beziehen sich auf die Zellen, nicht auf die Variablennamen! | [6 empty] | Interface Output SwitchBoard
[5 empty] | workbook | source of input data
EnergyProfile.xls
[15 empty] | sep_input1 |  |  | sep_input2 |  |  | Beispielwerte, für Testzwecke |  |  | aus Formular |  |  | Temporäre Ablage
| kopiert aus sep-form.xls |  | sep_form_in |  |  | bei der nächsten größeren Überarbeitung: Umstellen des Datenlinks auf diese Spalte (Codes), Ankopplung an Blatt Variants über VLOOKUP | [8 empty] | KfW_Moni_Trans
| für Check Vollständigkeit Variablen |  |  | manual | form | form | current value | current value | [7 empty] | var1 |  |  | var2 |  | Beispiel 1 |  |  | form1
[6 empty] | codes |  | codes
| ID_dataset | Abweichung! | ID |  | #REF! | #REF! | #REF! | #REF! |  |  |  | 1 | Diese rosa markierten |  | ID_dataset | 9999a |  | ID_dataset | 9999a |  | N11 / EnEV |  |  | #REF!
| usw. hier herunter kopieren | Abweichung! | status_dataset |  | #REF! | #REF! | #REF! | #REF! |  |  |  | 2 | Variablen wurden |  | date_input_data |  |  | date_input_data |  |  | 39056.9585 |  |  | 2026-07-29 02:20
| ... |  | Fb_ID |  | #REF! | #REF! | #REF! | #REF! |  |  |  | 3 | beim KfW Monitoring |  | description1 |  |  | description1 |  |  | / Maßnahmen EnEV-Standard
|  |  | bu_post_code |  | #REF! | #REF! | #REF! | #REF! |  |  |  | 4 | 2007 verwendet. |  | description2 |  |  | description2 |  |  | / Wärmeschutz + effiziente Anlagentechnik
|  |  | bu_city |  | #REF! | #REF! | #REF! | #REF! |  |  |  | 5 |  |  | ID_dataset_basis |  |  | ID_dataset_basis |  |  | N11D10U
|  |  | bu_location_details1 |  | #REF! | #REF! | #REF! | #REF! |  |  |  | 6 | Die Eingabe |  | ID_variant |  |  | ID_variant |  |  | & EnEV
|  |  | bu_location_details2 |  | #REF! | #REF! | #REF! | #REF! |  |  |  | 7 | ist unverändert. |  | bu_post_code |  |  | bu_post_code |  |  | 67127 |  |  | #REF! |  |  | Hauptstraße | Hauptstraße
|  |  | bu_location_details3 |  | #REF! | #REF! | #REF! | #REF! |  |  |  | 8 | Allenfalls bei den |  | bu_city |  |  | bu_city |  |  | Rödersheim |  |  | #REF! |  |  | 12 | 12
|  |  | bu_remarks |  | #REF! | #REF! | #REF! | #REF! |  |  |  | 9 | Berechnungen |  | bu_location_details1 |  |  | bu_location_details1 |  |  | Testgasse |  |  | #REF! |  |  | 12345 | 12345
|  |  | ow_name |  | #REF! | #REF! | #REF! | #REF! |  |  |  | 10 | können sich |  | bu_location_details2 |  |  | bu_location_details2 |  |  | 39 |  |  | #REF! |  |  | Musterstadt | Musterstadt
|  |  | ow_post_code |  | #REF! | #REF! | #REF! | #REF! |  |  |  | 11 | Veränderungen |  | ow_name |  |  | ow_name |  |  | Hans Meyer |  |  | #REF! |  |  | Anton Jedermann | Anton Jedermann
|  |  | ow_city |  | #REF! | #REF! | #REF! | #REF! |  |  |  | 12 | ergeben. |  | ow_post_code |  |  | ow_post_code |  |  | 67127 |  |  | #REF! |  |  | Hauptstraße | Hauptstraße
|  |  | ow_location_details1 |  | #REF! | #REF! | #REF! | #REF! |  |  |  | 13 |  |  | ow_city |  |  | ow_city |  |  | Rödersheim |  |  | #REF! |  |  | 12 | 12
|  |  | ow_location_details2 |  | #REF! | #REF! | #REF! | #REF! |  |  |  | 14 |  |  | ow_location_details1 |  |  | ow_location_details1 |  |  | Testgasse |  |  | #REF! |  |  | 12345 | 12345
|  |  | ow_location_details3 |  | #REF! | #REF! | #REF! | #REF! |  |  |  | 15 |  |  | ow_location_details2 |  |  | ow_location_details2 |  |  | 39 |  |  | #REF! |  |  | Musterstadt | Musterstadt
|  |  | ow_remarks |  | #REF! | #REF! | #REF! | #REF!
|  |  | n_storeys |  | #REF! | #REF! | #REF! | #REF! |  |  |  | 16 |  |  | A_C_living | 0 |  | A_C_living | 0 |  | 200 |  |  | #REF! |  |  | 150 | 150
|  |  | n_apartments |  | #REF! | #REF! | #REF! | #REF! |  |  |  | 17 |  |  | type_ref_area | A_N |  | type_ref_area | A_N |  | A_W |  |  | #REF! | geändert!
|  |  | A_C_living |  | #REF! | #REF! | #REF! | #REF! |  |  |  | 18 |  |  | method_h |  |  | method_h |  |  | LEG-W |  |  | #REF! | geändert!
|  |  | OB_type_intake_year_building |  | #REF! | #REF! | #REF! | #REF!
|  |  | OB_year_building |  | #REF! | #REF! | #REF! | #REF! |  |  |  | 19 |  |  | n_storeys | 2 |  | n_storeys | 0 |  | 2 |  |  | #REF! |  |  | 1 | 1
|  |  | year_building |  | #REF! | #REF! | #REF! | #REF! |  |  |  | 20 |  |  | n_apartments | 2 |  | n_apartments | 0 |  | 2 |  |  | #REF! |  |  | 1 | 1
|  |  | OB_type_intake_envelope |  | #REF! | #REF! | #REF! | #REF! |  |  |  | 21 |  |  | year_building | u |  | year_building | u |  | 1950 |  |  | #REF! |  |  | 1920 | 1920
|  |  | OB_envelope_simplifications |  | #REF! | #REF! | #REF! | #REF! |  |  |  | 22 |  |  | h_r | 2.5 |  | h_r | 2.5 |  | 0 |  |  | #REF! |  |  | 2.2 | 2.2
|  |  | OB_h_room |  | #REF! | #REF! | #REF! | #REF! |  |  |  | 23 |  |  | n_attached_neighbours | 0 |  | n_attached_neighbours | 0 |  | 1 |  |  | #REF! |  |  | 2 | 2
|  |  | h_room |  | #REF! | #REF! | #REF! | #REF! |  |  |  | 24 |  |  | type_floorshape | K |  | type_floorshape | K |  | G |  |  | #REF! | geändert! |  | K | K
|  |  | OB_attached_neighbours |  | #REF! | #REF! | #REF! | #REF! |  |  |  | 25 |  |  | f_cellar_cond | 0 |  | f_cellar_cond | 0 |  | 0 |  |  | #REF! |  |  | 1 | 1
|  |  | OB_floorshape |  | #REF! | #REF! | #REF! | #REF! |  |  |  | 26 |  |  | f_attic_cond | 0 |  | f_attic_cond | 0 |  | 0 |  |  | #REF! |  |  | 0.5 | 0.5
|  |  | OB_attic_cond |  | #REF! | #REF! | #REF! | #REF! |  |  |  | 27 |  |  | type_roofshape | 1 |  | type_roofshape | 1.3 |  | 1 |  |  | #REF! | geändert! |  | 1.3 | 1.3
|  |  | CB_dormer |  | #REF! | #REF! | #REF! | #REF! |  |  |  | 28 |  |  | attic_insulated_not_cond | 0 |  | attic_insulated_not_cond | 0 |  | 0 |  |  | #REF! | korrigiert 18-01-2008 |  | FALSE | FALSE
|  |  | n_dormers |  | #REF! | #REF! | #REF! | #REF!
|  |  | length_dormer |  | #REF! | #REF! | #REF! | #REF! |  |  |  | 29 |  |  | f_massive_roof | 0 |  | f_massive_roof | 0 |  | 0.5 |  |  | #REF! |  |  | 0.5 | 0.5
|  |  | OB_cellar_cond |  | #REF! | #REF! | #REF! | #REF! |  |  |  | 30 |  |  | f_massive_top_ceiling | 1 |  | f_massive_top_ceiling | 1 |  | 0.5 |  |  | #REF! |  |  | 0 | 0
|  |  | V_e |  | #REF! | #REF! | #REF! | #REF! |  |  |  | 31 |  |  | f_massive_wall | 1 |  | f_massive_wall | 1 |  | 0 |  |  | #REF! |  |  | 1 | 1
|  |  | h_storey |  | #REF! | #REF! | #REF! | #REF! |  |  |  | 32 |  |  | f_massive_floor | 1 |  | f_massive_floor | 1 |  | 1 |  |  | #REF! |  |  | 1 | 1
|  |  | A_roof |  | #REF! | #REF! | #REF! | #REF! |  |  |  | 33 |  |  | f_wood_roof | 1 |  | f_wood_roof | 1 |  | 1 |  |  | #REF! |  |  | 0.5 | 0.5
|  |  | A_topceiling |  | #REF! | #REF! | #REF! | #REF! |  |  |  | 34 |  |  | f_wood_top_ceiling | 0 |  | f_wood_top_ceiling | 0 |  | 0 |  |  | #REF! |  |  | 1 | 1
|  |  | A_wall |  | #REF! | #REF! | #REF! | #REF! |  |  |  | 35 |  |  | f_wood_wall | 0 |  | f_wood_wall | 0 |  | 1 |  |  | #REF! |  |  | 0 | 0
|  |  | A_floor |  | #REF! | #REF! | #REF! | #REF! |  |  |  | 36 |  |  | f_wood_floor | 0 |  | f_wood_floor | 0 |  | 0 |  |  | #REF! |  |  | 0 | 0
|  |  | A_wall_soil |  | #REF! | #REF! | #REF! | #REF! |  |  |  | 37 |  |  | d_insulation_roof | 0 |  | d_insulation_roof | 0 |  | 12 |  |  | #REF! |  |  | 0 | 12
|  |  | A_win |  | #REF! | #REF! | #REF! | #REF! |  |  |  | 38 |  |  | d_insulation_top_ceiling | 0 |  | d_insulation_top_ceiling | 0 |  | 12 |  |  | #REF! |  |  | 0 | 20
|  |  | A_roller_blind_case |  | #REF! | #REF! | #REF! | #REF! |  |  |  | 39 |  |  | d_insulation_wall | 0 |  | d_insulation_wall | 0 |  | 8 |  |  | #REF! |  |  | 16 | 16
|  |  | A_radiator_recess |  | #REF! | #REF! | #REF! | #REF! |  |  |  | 40 |  |  | d_insulation_floor | 0 |  | d_insulation_floor | 0 |  | 5 |  |  | #REF! |  |  | 0 | 8
|  |  | A_win_S |  | #REF! | #REF! | #REF! | #REF! |  |  |  | 41 |  |  | lambda_roof | 0.04 |  | lambda_roof | 0.04 |  | 0.04 |  |  | #REF! |  |  | 0.04 | 0.04
|  |  | A_win_E_W |  | #REF! | #REF! | #REF! | #REF! |  |  |  | 42 |  |  | lambda_top_ceiling | 0.04 |  | lambda_top_ceiling | 0.04 |  | 0.04 |  |  | #REF! |  |  | 0.04 | 0.04
|  |  | A_win_N |  | #REF! | #REF! | #REF! | #REF! |  |  |  | 43 |  |  | lambda_wall | 0.04 |  | lambda_wall | 0.04 |  | 0.04 |  |  | #REF! |  |  | 0.04 | 0.04
|  |  | A_win_SW_SE |  | #REF! | #REF! | #REF! | #REF! |  |  |  | 44 |  |  | lambda_floor | 0.04 |  | lambda_floor | 0.04 |  | 0.04 |  |  | #REF! |  |  | 0.04 | 0.04
|  |  | A_win_NW_NE |  | #REF! | #REF! | #REF! | #REF! |  |  |  | 45 |  |  | f_insulation_roof | 0 |  | f_insulation_roof | 0 |  | 0.5 |  |  | 0 | 2018-08-15: in dieser Zelle und den drei darunter stand: =IF(ISERROR(J87);0;IF(J$86=2;VLOOKUP(J87;$R$593:$S$608;2;FALSE);J91/100)); J87 = error abzufangen ist aber Quatsch |  | 0 | 1
|  |  | A_win_H |  | #REF! | #REF! | #REF! | #REF! |  |  |  | 46 |  |  | f_insulation_top_ceiling | 0 |  | f_insulation_top_ceiling | 0 |  | 0.7 |  |  | 0 |  |  | 0 | 1
|  |  | OB_type_intake_U_value |  | #REF! | #REF! | #REF! | #REF! |  |  |  | 47 |  |  | f_insulation_wall | 0 |  | f_insulation_wall | 0 |  | 0.2 |  |  | 0 |  |  | 0 | 1
|  |  | CB_roof_massive |  | #REF! | #REF! | #REF! | #REF! |  |  |  | 48 |  |  | f_insulation_floor | 0 |  | f_insulation_floor | 0 |  | 1 |  |  | 0 |  |  | 0 | 1
|  |  | CB_topceiling_massive |  | #REF! | #REF! | #REF! | #REF!
|  |  | CB_wall_massive |  | #REF! | #REF! | #REF! | #REF! |  |  |  | 49 |  |  | f_panes_1p | 0 |  | f_panes_1p | 0 |  |  |  |  | #REF! |  |  | 0 | 0
|  |  | CB_floor_massive |  | #REF! | #REF! | #REF! | #REF! |  |  |  | 50 |  |  | f_panes_2p | 1 |  | f_panes_2p | 0 |  |  |  |  | #REF! |  |  | 1 | 1
|  |  | CB_roof_wood |  | #REF! | #REF! | #REF! | #REF! |  |  |  | 51 |  |  | f_panes_2pt | 0 |  | f_panes_2pt | 0 |  | 1 |  |  | #REF! |  |  | 0 | 0
|  |  | CB_topceiling_wood |  | #REF! | #REF! | #REF! | #REF! |  |  |  | 52 |  |  | f_panes_3p | 0 |  | f_panes_3p | 0 |  | 0 |  |  | #REF! |  |  | 0 | 0
|  |  | CB_wall_wood |  | #REF! | #REF! | #REF! | #REF! |  |  |  | 53 |  |  | f_panes_3pt | 0 |  | f_panes_3pt | 0 |  | 0 |  |  | #REF! |  |  | 0 | 0
|  |  | CB_floor_wood |  | #REF! | #REF! | #REF! | #REF! |  |  |  | 54 |  |  | type_frames_wood | 1 |  | type_frames_wood | 0 |  | TRUE |  |  | #REF! |  |  | FALSE | FALSE
|  |  | OB_type_intake_d_insulation |  | #REF! | #REF! | #REF! | #REF! |  |  |  | 55 |  |  | type_frames_plastic | 0 |  | type_frames_plastic | 0 |  | FALSE |  |  | #REF! |  |  | 0 | 0
|  |  | OB_d_insulation_roof |  | #REF! | #REF! | #REF! | #REF! |  |  |  | 56 |  |  | type_frames_metal | 0 |  | type_frames_metal | 0 |  | FALSE |  |  | #REF! |  |  | TRUE | TRUE
|  |  | OB_d_insulation_topceiling |  | #REF! | #REF! | #REF! | #REF! |  |  |  | 57 |  |  | type_frames_insulated | 0 |  | type_frames_insulated | 0 |  | FALSE |  |  | #REF! |  |  | 0 | 0
|  |  | OB_d_insulation_wall |  | #REF! | #REF! | #REF! | #REF! |  |  |  | 58 |  |  | year_window |  |  | year_window |  |  | 2006 |  |  | #REF! |  |  | 1970 | 1970
|  |  | OB_d_insulation_floor |  | #REF! | #REF! | #REF! | #REF!
|  |  | d_insulation_roof |  | #REF! | #REF! | #REF! | #REF! |  |  |  | 59 |  |  | table_sys_w |  |  | table_sys_w |  |  | de-kvep/A_W |  |  | #REF! |  | Namen geändert
|  |  | d_insulation_topceiling |  | #REF! | #REF! | #REF! | #REF! |  |  |  | 60 |  |  | table_sys_v |  |  | table_sys_v |  |  | de-kvep/A_W |  |  | #REF! |  | Namen geändert
|  |  | d_insulation_wall |  | #REF! | #REF! | #REF! | #REF! |  |  |  | 61 |  |  | table_sys_h |  |  | table_sys_h |  |  | de-kvep/A_W |  |  | #REF! |  | Namen geändert
|  |  | d_insulation_floor |  | #REF! | #REF! | #REF! | #REF! |  |  |  | 62 |  |  | table_energyware |  |  | table_energyware |  |  | de-kvep |  |  | #REF! |  | Namen geändert
|  |  | OB_type_intake_lambda |  | #REF! | #REF! | #REF! | #REF!
|  |  | lambda_insulation_roof |  | #REF! | #REF! | #REF! | #REF! |  |  |  | 63 |  |  | method_sys |  |  | method_sys |  |  | TRUE |  |  | #REF! | Namen und Typ geändert
|  |  | lambda_insulation_topceiling |  | #REF! | #REF! | #REF! | #REF!
|  |  | lambda_insulation_wall |  | #REF! | #REF! | #REF! | #REF! |  | 1 | 1 | 64 |  |  | sys_h_name_1 |  |  | sys_h_name_1 |  |  | Testsystem H1 |  |  | boiler |  |  | boiler | boiler
|  |  | lambda_insulation_floor |  | #REF! | #REF! | #REF! | #REF! |  | 1 | 3 | 65 |  |  | sys_h_fraction_1 |  |  | sys_h_fraction_1 | 1 |  | 0.25 |  |  | #REF! |  |  | 0.1 | 1
|  |  | OB_type_intake_f_insulation |  | #REF! | #REF! | #REF! | #REF! |  | 1 | 4 | 66 |  |  | sys_hce_type_1 |  |  | sys_hce_type_1 |  |  | c_th |  |  | c_th |  |  | c_th | c_th
|  |  | OB_f_insulation_roof |  | #REF! | #REF! | #REF! | #REF! |  | 1 | 5 | 67 |  |  | sys_hd_type_1 |  |  | sys_hd_type_1 | c_D |  | c_77 |  |  | #REF! |  |  | c_A | c_i
|  |  | OB_f_insulation_topceiling |  | #REF! | #REF! | #REF! | #REF! |  | 1 | 6 | 68 |  |  | sys_hs_type_1 |  |  | sys_hs_type_1 | [5 empty] | 0 |  |  | 0 | 0
|  |  | OB_f_insulation_wall |  | #REF! | #REF! | #REF! | #REF! |  | 1 | 7 | 69 |  |  | sys_hg_type_1 |  |  | sys_hg_type_1 | b_c_D |  | b_nc_ct_94 |  |  | #REF! |  |  | b_ct_D | b_c_D
|  |  | OB_f_insulation_floor |  | #REF! | #REF! | #REF! | #REF! |  | 1 | 8 | 70 |  |  | sys_h_ew_type_1 |  |  | sys_h_ew_type_1 | gas |  | oil |  |  | #REF! |  |  | oil | oil
|  |  | f_insulation_roof |  | #REF! | #REF! | #REF! | #REF!
|  |  | f_insulation_topceiling |  | #REF! | #REF! | #REF! | #REF! |  | 2 | 1 | 71 |  |  | sys_h_name_2 |  |  | sys_h_name_2 |  |  | Testsystem H2 |  |  | wood boiler |  |  | wood boiler | wood boiler
|  |  | f_insulation_wall |  | #REF! | #REF! | #REF! | #REF! |  | 2 | 3 | 72 |  |  | sys_h_fraction_2 |  |  | sys_h_fraction_2 | 0 |  | 0.35 |  |  | #REF! |  |  | 0.1 | 0
|  |  | f_insulation_floor |  | #REF! | #REF! | #REF! | #REF! |  | 2 | 4 | 73 |  |  | sys_hce_type_2 |  |  | sys_hce_type_2 |  |  | c_th |  |  | c_th |  |  | c_th | c_th
|  |  | CB_win_1_pane |  | #REF! | #REF! | #REF! | #REF! |  | 2 | 5 | 74 |  |  | sys_hd_type_2 |  |  | sys_hd_type_2 |  |  | c_77_mod |  |  | #REF! |  |  | c_A | c_i
|  |  | CB_win_2_panes |  | #REF! | #REF! | #REF! | #REF! |  | 2 | 6 | 75 |  |  | sys_hs_type_2 |  |  | sys_hs_type_2 |  |  | bs_el_new |  |  | bs_wood_C |  |  | bs_wood_94 | bs_wood_94
|  |  | CB_win_3_panes |  | #REF! | #REF! | #REF! | #REF! |  | 2 | 7 | 76 |  |  | sys_hg_type_2 |  |  | sys_hg_type_2 |  |  | hp_soil_94_hr |  |  | b_ct_C |  |  | b_ct_C | b_ct_C
|  |  | CB_win_iso |  | #REF! | #REF! | #REF! | #REF! |  | 2 | 8 | 77 |  |  | sys_h_ew_type_2 |  |  | sys_h_ew_type_2 |  |  | el |  |  | bio_fw |  |  | bio_fw | bio_fw
|  |  | CB_win_therm |  | #REF! | #REF! | #REF! | #REF!
|  |  | CB_win_frames_wood |  | #REF! | #REF! | #REF! | #REF! |  | 3 | 1 | 78 |  |  | sys_h_name_3 |  |  | sys_h_name_3 |  |  | Testsystem H3 |  |  | heatpump |  |  | heatpump | heatpump
|  |  | CB_win_frames_plastic |  | #REF! | #REF! | #REF! | #REF! |  | 3 | 3 | 79 |  |  | sys_h_fraction_3 |  |  | sys_h_fraction_3 | 0 |  | 0.1 |  |  | #REF! |  |  | 0.1 | 0
|  |  | cb_win_frames_metal |  | #REF! | #REF! | #REF! | #REF! |  | 3 | 4 | 80 |  |  | sys_hce_type_3 |  |  | sys_hce_type_3 |  |  | c_th |  |  | c_th |  |  | c_th | c_th
|  |  | CB_frames_insulated |  | #REF! | #REF! | #REF! | #REF! |  | 3 | 5 | 81 |  |  | sys_hd_type_3 |  |  | sys_hd_type_3 |  |  | c_94 |  |  | #REF! |  |  | c_A | c_i
|  |  | year_window |  | #REF! | #REF! | #REF! | #REF! |  | 3 | 6 | 82 |  |  | sys_hs_type_3 |  |  | sys_hs_type_3 | [5 empty] | bs_el_C |  |  | bs_el_C | bs_el_C
|  |  | U_win_direct |  | #REF! | #REF! | #REF! | #REF! |  | 3 | 7 | 83 |  |  | sys_hg_type_3 |  |  | sys_hg_type_3 |  |  | dh_ts |  |  | hp_air_hr_C |  |  | hp_air_hr_C | hp_air_hr_C
|  |  | CB_roller_blind |  | #REF! | #REF! | #REF! | #REF! |  | 3 | 8 | 84 |  |  | sys_h_ew_type_3 |  |  | sys_h_ew_type_3 |  |  | dh_00 |  |  | el_op |  |  | el_op | el_op
|  |  | CB_radiator_recess |  | #REF! | #REF! | #REF! | #REF!
|  |  | OB_thermal_bridges |  | #REF! | #REF! | #REF! | #REF! |  | 4 | 1 | 85 |  |  | sys_h_name_4 |  |  | sys_h_name_4 |  |  | Testsystem H4 |  |  | electric storage |  |  | electric storage | electric storage
|  |  | U_roof |  | #REF! | #REF! | #REF! | #REF! |  | 4 | 3 | 86 |  |  | sys_h_fraction_4 |  |  | sys_h_fraction_4 | 0 |  |  |  |  | #REF! |  |  | 0.1 | 0
|  |  | U_topceiling |  | #REF! | #REF! | #REF! | #REF! |  | 4 | 4 | 87 |  |  | sys_hce_type_4 |  |  | sys_hce_type_4 | [5 empty] | c_th |  |  | c_th | c_th
|  |  | U_wall |  | #REF! | #REF! | #REF! | #REF! |  | 4 | 5 | 88 |  |  | sys_hd_type_4 |  |  | sys_hd_type_4 | [5 empty] | #REF! |  |  | c_A | c_i
|  |  | U_floor |  | #REF! | #REF! | #REF! | #REF! |  | 4 | 6 | 89 |  |  | sys_hs_type_4 |  |  | sys_hs_type_4 | [5 empty] | bs_el_C |  |  | bs_el_94 | bs_el_94
|  |  | U_wall_soil |  | #REF! | #REF! | #REF! | #REF! |  | 4 | 7 | 90 |  |  | sys_hg_type_4 |  |  | sys_hg_type_4 | [5 empty] | ehr |  |  | ehr | ehr
|  |  | U_win |  | #REF! | #REF! | #REF! | #REF! |  | 4 | 8 | 91 |  |  | sys_h_ew_type_4 |  |  | sys_h_ew_type_4 | [5 empty] | el_op |  |  | el_op | el_op
|  |  | U_roller_blind_case |  | #REF! | #REF! | #REF! | #REF!
|  |  | U_radiator_recess |  | #REF! | #REF! | #REF! | #REF! |  | 5 | 1 | 92 |  |  | sys_h_name_5 |  |  | sys_h_name_5 |  |  | Testsystem H5 |  |  | district heating |  |  | district heating | district heating
|  |  | g_win_orthogonal |  | #REF! | #REF! | #REF! | #REF! |  | 5 | 3 | 93 |  |  | sys_h_fraction_5 |  |  | sys_h_fraction_5 | [5 empty] | #REF! |  |  | 0.1 | 0
|  |  | F_shade |  | #REF! | #REF! | #REF! | #REF! |  | 5 | 4 | 94 |  |  | sys_hce_type_5 |  |  | sys_hce_type_5 | [5 empty] | c_th |  |  | c_th | c_th
|  |  | F_frame |  | #REF! | #REF! | #REF! | #REF! |  | 5 | 5 | 95 |  |  | sys_hd_type_5 |  |  | sys_hd_type_5 | [5 empty] | #REF! |  |  | c_A | c_i
|  |  | OB_constr_special |  | #REF! | #REF! | #REF! | #REF! |  | 5 | 6 | 96 |  |  | sys_hs_type_5 |  |  | sys_hs_type_5 | [5 empty] | 0 |  |  | 0 | 0
|  |  | OB_airtight |  | #REF! | #REF! | #REF! | #REF! |  | 5 | 7 | 97 |  |  | sys_hg_type_5 |  |  | sys_hg_type_5 | [5 empty] | dh_ts |  |  | dh_ts | dh_ts
|  |  | OB_type_ref_area | 2 | #REF! | #REF! | #REF! | #REF! |  | 5 | 8 | 98 |  |  | sys_h_ew_type_5 |  |  | sys_h_ew_type_5 | [5 empty] | #REF! |  |  | dh_67 | dh_67
|  |  | OB_method_h | 2 | #REF! | #REF! | #REF! | #REF!
|  |  | OB_climate |  | #REF! | #REF! | #REF! | #REF! |  | 6 | 1 | 99 |  |  | sys_h_name_6 |  |  | sys_h_name_6 |  |  | Testsystem H6 |  |  | oil stove |  |  | oil stove | oil stove
[6 empty] | 0 | 0 | 0 |  | 6 | 3 | 100 |  |  | sys_h_fraction_6 |  |  | sys_h_fraction_6 |  |  | 0.1 |  |  | #REF! |  |  | 0.1 | 0
[6 empty] | 0 | 0 | 0 |  | 6 | 4 | 101 |  |  | sys_hce_type_6 |  |  | sys_hce_type_6 |  |  | c_man |  |  | c_th |  |  | c_th | c_th
[6 empty] | 0 | 0 | 0 |  | 6 | 5 | 102 |  |  | sys_hd_type_6 |  |  | sys_hd_type_6 |  |  | d |  |  | d |  |  | d | d
[6 empty] | 0 | 0 | 0 |  | 6 | 6 | 103 |  |  | sys_hs_type_6 |  |  | sys_hs_type_6 |  |  | - |  |  | 0 |  |  | 0 | 0
[6 empty] | 0 | 0 | 0 |  | 6 | 7 | 104 |  |  | sys_hg_type_6 |  |  | sys_hg_type_6 |  |  | ehr |  |  | stove_liquid |  |  | stove_liquid | stove_liquid
[6 empty] | 0 | 0 | 0 |  | 6 | 8 | 105 |  |  | sys_h_ew_type_6 |  |  | sys_h_ew_type_6 |  |  | el |  |  | oil |  |  | oil | oil
[6 empty] | 0 | 0 | 0
[6 empty] | 0 | 0 | 0 |  | 7 | 1 | 106 |  |  | sys_h_name_7 |  |  | sys_h_name_7 |  |  | Testsystem H7 |  |  | coal stove |  |  | coal stove | coal stove
| CB_centralheating_building | ok | CB_centralheating_building |  | #REF! | #REF! | #REF! | #REF! |  | 7 | 3 | 107 |  |  | sys_h_fraction_7 |  |  | sys_h_fraction_7 |  |  | 0.1 |  |  | #REF! |  |  | 0.1 | 0
| CB_centralheating_apartment | ok | CB_centralheating_apartment |  | #REF! | #REF! | #REF! | #REF! |  | 7 | 4 | 108 |  |  | sys_hce_type_7 |  |  | sys_hce_type_7 |  |  | c_man |  |  | c_man |  |  | c_man | c_man
| usw. hier herunter kopieren | Abweichung! | OB_f_centralheating |  | #REF! | #REF! | #REF! | #REF! |  | 7 | 5 | 109 |  |  | sys_hd_type_7 |  |  | sys_hd_type_7 |  |  | d |  |  | d |  |  | d | d
| ... |  | CB_boiler |  | #REF! | #REF! | #REF! | #REF! |  | 7 | 6 | 110 |  |  | sys_hs_type_7 |  |  | sys_hs_type_7 |  |  | - |  |  | 0 |  |  | 0 | 0
|  |  | OB_boiler_fuel |  | #REF! | #REF! | #REF! | #REF! |  | 7 | 7 | 111 |  |  | sys_hg_type_7 |  |  | sys_hg_type_7 |  |  | gsh |  |  | stove_solid |  |  | stove_solid | stove_solid
|  |  | OB_boiler_type |  | #REF! | #REF! | #REF! | #REF! |  | 7 | 8 | 112 |  |  | sys_h_ew_type_7 |  |  | sys_h_ew_type_7 |  |  | gas_E |  |  | coal_hard |  |  | coal_hard | coal_hard
|  |  | OB_boiler_year |  | #REF! | #REF! | #REF! | #REF!
|  |  | CB_woodboiler |  | #REF! | #REF! | #REF! | #REF! |  | 8 | 1 | 113 |  |  | sys_h_name_8 |  |  | sys_h_name_8 |  |  | Testsystem H8 |  |  | wood stove |  |  | wood stove | wood stove
|  |  | OB_woodboiler_fuel |  | #REF! | #REF! | #REF! | #REF! |  | 8 | 3 | 114 |  |  | sys_h_fraction_8 |  |  | sys_h_fraction_8 |  |  | 0.1 |  |  | #REF! |  |  | 0.1 | 0
|  |  | CB_heatpump |  | #REF! | #REF! | #REF! | #REF! |  | 8 | 4 | 115 |  |  | sys_hce_type_8 |  |  | sys_hce_type_8 |  |  | c_man |  |  | c_man |  |  | c_man | c_man
|  |  | OB_heatpump_type |  | #REF! | #REF! | #REF! | #REF! |  | 8 | 5 | 116 |  |  | sys_hd_type_8 |  |  | sys_hd_type_8 |  |  | d |  |  | d |  |  | d | d
|  |  | CB_heatpump_hr |  | #REF! | #REF! | #REF! | #REF! |  | 8 | 6 | 117 |  |  | sys_hs_type_8 |  |  | sys_hs_type_8 |  |  | - |  |  | 0 |  |  | 0 | 0
|  |  | OB_heatpump_year |  | #REF! | #REF! | #REF! | #REF! |  | 8 | 7 | 118 |  |  | sys_hg_type_8 |  |  | sys_hg_type_8 |  |  | stove_solid |  |  | stove_solid |  |  | stove_solid | stove_solid
|  |  | CB_el_storage |  | #REF! | #REF! | #REF! | #REF! |  | 8 | 8 | 119 |  |  | sys_h_ew_type_8 |  |  | sys_h_ew_type_8 |  |  | coal_hard |  |  | bio_fw |  |  | bio_fw | bio_fw
|  |  | CB_districtheating |  | #REF! | #REF! | #REF! | #REF!
|  |  | OB_districtheating_fuel |  | #REF! | #REF! | #REF! | #REF! |  | 9 | 1 | 120 |  |  | sys_h_name_9 |  |  | sys_h_name_9 |  |  | Testsystem H9 |  |  | gas stove |  |  | gas stove | gas stove
|  |  | OB_districtheating_type |  | #REF! | #REF! | #REF! | #REF! |  | 9 | 3 | 121 |  |  | sys_h_fraction_9 |  |  | sys_h_fraction_9 | [5 empty] | #REF! |  |  | 0.1 | 0
|  |  | CB_districtheating_chp |  | #REF! | #REF! | #REF! | #REF! |  | 9 | 4 | 122 |  |  | sys_hce_type_9 |  |  | sys_hce_type_9 | [5 empty] | c_th |  |  | c_th | c_th
|  |  | OB_sh_distribution_type |  | #REF! | #REF! | #REF! | #REF! |  | 9 | 5 | 123 |  |  | sys_hd_type_9 |  |  | sys_hd_type_9 | [5 empty] | d |  |  | d | d
|  |  | OB_sh_distribution_year |  | #REF! | #REF! | #REF! | #REF! |  | 9 | 6 | 124 |  |  | sys_hs_type_9 |  |  | sys_hs_type_9 | [5 empty] | 0 |  |  | 0 | 0
|  |  | CB_stove_fuel |  | #REF! | #REF! | #REF! | #REF! |  | 9 | 7 | 125 |  |  | sys_hg_type_9 |  |  | sys_hg_type_9 | [5 empty] | gsh |  |  | gsh | gsh
|  |  | CB_stove_oil |  | #REF! | #REF! | #REF! | #REF! |  | 9 | 8 | 126 |  |  | sys_h_ew_type_9 |  |  | sys_h_ew_type_9 | [5 empty] | gas_E |  |  | gas_E | gas_E
|  |  | CB_stove_coal |  | #REF! | #REF! | #REF! | #REF!
|  |  | CB_stove_wood |  | #REF! | #REF! | #REF! | #REF! |  | 10 | 1 | 127 |  |  | sys_h_name_10 |  |  | sys_h_name_10 |  |  | Testsystem H10 |  |  | electric stove |  |  | electric stove | electric stove
|  |  | CB_stove_gas |  | #REF! | #REF! | #REF! | #REF! |  | 10 | 3 | 128 |  |  | sys_h_fraction_10 |  |  | sys_h_fraction_10 | [5 empty] | #REF! |  |  | 0.1 | 0
|  |  | CB_stove_el |  | #REF! | #REF! | #REF! | #REF! |  | 10 | 4 | 129 |  |  | sys_hce_type_10 |  |  | sys_hce_type_10 | [5 empty] | c_th |  |  | c_th | c_th
|  |  | CB_stove_el_op |  | #REF! | #REF! | #REF! | #REF! |  | 10 | 5 | 130 |  |  | sys_hd_type_10 |  |  | sys_hd_type_10 | [5 empty] | d |  |  | d | d
|  |  | CB_hw_centralheating |  | #REF! | #REF! | #REF! | #REF! |  | 10 | 6 | 131 |  |  | sys_hs_type_10 |  |  | sys_hs_type_10 | [5 empty] | 0 |  |  | 0 | 0
|  |  | CB_hw_gas_storage |  | #REF! | #REF! | #REF! | #REF! |  | 10 | 7 | 132 |  |  | sys_hg_type_10 |  |  | sys_hg_type_10 | [5 empty] | #REF! |  |  | esh_night | esh_night
|  |  | CB_hw_central_el_storage |  | #REF! | #REF! | #REF! | #REF! |  | 10 | 8 | 133 |  |  | sys_h_ew_type_10 |  |  | sys_h_ew_type_10 | [5 empty] | #REF! |  |  | el_op | el_op
|  |  | CB_hw_cellar_heatpump |  | #REF! | #REF! | #REF! | #REF!
|  |  | CB_hw_gas_heater |  | #REF! | #REF! | #REF! | #REF! |  | 11 | 1 | 134 |  |  | sys_h_name_11 |  |  | sys_h_name_11 |  |  | Testsystem H9 |  |  | mechanical ventilation |  |  | 0 | 0
|  |  | CB_hw_el_heater |  | #REF! | #REF! | #REF! | #REF! |  | 11 | 3 | 135 |  |  | sys_h_fraction_11 |  |  | sys_h_fraction_11 | [5 empty] | T |  |  | 0 | 0
|  |  | CB_hw_decentral_el_storage |  | #REF! | #REF! | #REF! | #REF! |  | 11 | 4 | 136 |  |  | sys_hce_type_11 |  |  | sys_hce_type_11 | [5 empty] | 0 |  |  | 0 | 0
|  |  | CB_hw_circ |  | #REF! | #REF! | #REF! | #REF! |  | 11 | 5 | 137 |  |  | sys_hd_type_11 |  |  | sys_hd_type_11 | [8 empty] | 0 | 0
|  |  | CB_hw_solar |  | #REF! | #REF! | #REF! | #REF! |  | 11 | 6 | 138 |  |  | sys_hs_type_11 |  |  | sys_hs_type_11 | [5 empty] | 0 |  |  | 0 | 0
|  |  | OB_hw_distribution_year |  | #REF! | #REF! | #REF! | #REF! |  | 11 | 7 | 139 |  |  | sys_hg_type_11 |  |  | sys_hg_type_11 | [8 empty] | 0 | 0
|  |  | OB_hw_storage_year |  | #REF! | #REF! | #REF! | #REF! |  | 11 | 8 | 140 |  |  | sys_h_ew_type_11 |  |  | sys_h_ew_type_11 | [5 empty] | 0 |  |  | 0 | 0
|  |  | consumption_oil |  | #REF! | #REF! | #REF! | #REF!
|  |  | consumption_natural_gas |  | #REF! | #REF! | #REF! | #REF! |  | 12 | 1 | 141 |  |  | sys_h_name_12 |  |  | sys_h_name_12 |  |  | Testsystem H10 |  |  | 0 |  |  | 0 | 0
|  |  | OB_consumption_natural_gas |  | #REF! | #REF! | #REF! | #REF! |  | 12 | 3 | 142 |  |  | sys_h_fraction_12 |  |  | sys_h_fraction_12 | [5 empty] | 0 |  |  | 0 | 0
|  |  | consumption_liquid_gas |  | #REF! | #REF! | #REF! | #REF! |  | 12 | 4 | 143 |  |  | sys_hce_type_12 |  |  | sys_hce_type_12 | [5 empty] | 0 |  |  | 0 | 0
|  |  | consumption_coal |  | #REF! | #REF! | #REF! | #REF! |  | 12 | 5 | 144 |  |  | sys_hd_type_12 |  |  | sys_hd_type_12 | [5 empty] | 0 |  |  | 0 | 0
|  |  | consumption_dh |  | #REF! | #REF! | #REF! | #REF! |  | 12 | 6 | 145 |  |  | sys_hs_type_12 |  |  | sys_hs_type_12 | [5 empty] | 0 |  |  | 0 | 0
|  |  | consumption_el |  | #REF! | #REF! | #REF! | #REF! |  | 12 | 7 | 146 |  |  | sys_hg_type_12 |  |  | sys_hg_type_12 | [5 empty] | 0 |  |  | 0 | 0
|  |  | consumption_firewood |  | #REF! | #REF! | #REF! | #REF! |  | 12 | 8 | 147 |  |  | sys_h_ew_type_12 |  |  | sys_h_ew_type_12 | [5 empty] | 0 |  |  | 0 | 0
|  |  | consumption_woodpellets |  | #REF! | #REF! | #REF! | #REF!
|  |  | OB_consumption_with_hw |  | #REF! | #REF! | #REF! | #REF! |  | 1 | 1 | 141 |  |  | sys_w_name_1 |  |  | sys_w_name_1 |  |  | Testsystem W1 |  |  | boiler |  |  | boiler | boiler
|  |  | consumption_year1 |  | #REF! | #REF! | #REF! | #REF! |  | 1 | 3 | 148 |  |  | sys_w_fraction_1 |  |  | sys_w_fraction_1 | 1 |  | 0.1 |  |  | #REF! |  |  | 0.05 | 0.5
|  |  | consumption_year2 |  | #REF! | #REF! | #REF! | #REF! |  | 1 | 5 | 149 |  |  | sys_wd_type_1 |  |  | sys_wd_type_1 | c_circ_D |  | c_94_c |  |  | #REF! |  |  | c_circ_D | c_nocirc_A_mod
|  |  | OB_modernisation_in_consumption_period |  | #REF! | #REF! | #REF! | #REF! |  | 1 | 6 | 150 |  |  | sys_ws_type_1 |  |  | sys_ws_type_1 | cs_e_D |  | cs_94_e |  |  | #REF! |  |  | cs_e_D | cs_i_D
|  |  | OB_type_intake_ventilation |  | #REF! | #REF! | #REF! | #REF! |  | 1 | 7 | 151 |  |  | sys_wg_type_1 |  |  | sys_wg_type_1 | b_c_D |  | b_nc_ct_94 |  |  | #REF! |  |  | b_ct_D | b_c_D
|  |  | OB_type_vent |  | #REF! | #REF! | #REF! | #REF! |  | 1 | 8 | 152 |  |  | sys_w_ew_type_1 |  |  | sys_w_ew_type_1 | gas |  | gas_E |  |  | #REF! |  |  | oil | oil
|  |  | n_vent_mech |  | #REF! | #REF! | #REF! | #REF!
|  |  | n_vent_other |  | #REF! | #REF! | #REF! | #REF! |  | 2 | 1 | 153 |  |  | sys_w_name_2 |  |  | sys_w_name_2 |  |  | Testsystem W2 |  |  | wood boiler |  |  | wood boiler | wood boiler
|  |  | eta_vent_rec |  | #REF! | #REF! | #REF! | #REF! |  | 2 | 3 | 154 |  |  | sys_w_fraction_2 |  |  | sys_w_fraction_2 | 0 |  | 0.4 |  |  | #REF! |  |  | 0.05 | 0
|  |  | OB_method_sys | 2 | #REF! | #REF! | #REF! | #REF! |  | 2 | 5 | 155 |  |  | sys_wd_type_2 |  |  | sys_wd_type_2 |  |  | c_94_c |  |  | #REF! |  |  | c_circ_D | c_nocirc_A_mod
|  |  | OB_table_sys | 1 | #REF! | #REF! | #REF! | #REF! |  | 2 | 6 | 156 |  |  | sys_ws_type_2 |  |  | sys_ws_type_2 |  |  | cs_94_e |  |  | #REF! |  |  | cs_e_C | cs_i_C
|  |  | OB_table_energyware |  | #REF! | #REF! | #REF! | #REF! |  | 2 | 7 | 157 |  |  | sys_wg_type_2 |  |  | sys_wg_type_2 |  |  | hp_soil_94_hr |  |  | b_ct_C |  |  | b_ct_C | b_ct_C
[10 empty] | 2 | 8 | 158 |  |  | sys_w_ew_type_2 |  |  | sys_w_ew_type_2 |  |  | el |  |  | bio_fw |  |  | bio_fw | bio_fw
[10 empty] | 3 | 1 | 159 |  |  | sys_w_name_3 |  |  | sys_w_name_3 |  |  | Testsystem W3 |  |  | heatpump |  |  | heatpump | heatpump
[10 empty] | 3 | 3 | 160 |  |  | sys_w_fraction_3 |  |  | sys_w_fraction_3 | 0 |  |  |  |  | #REF! |  |  | 0.05 | 0
[10 empty] | 3 | 5 | 161 |  |  | sys_wd_type_3 |  |  | sys_wd_type_3 |  |  | c_94_c |  |  | #REF! |  |  | c_circ_D | c_nocirc_A_mod
[10 empty] | 3 | 6 | 162 |  |  | sys_ws_type_3 |  |  | sys_ws_type_3 |  |  | cs_94_e |  |  | #REF! |  |  | cs_e_C | cs_i_C
[10 empty] | 3 | 7 | 163 |  |  | sys_wg_type_3 |  |  | sys_wg_type_3 |  |  | dh_ts |  |  | hp_air_hr_C |  |  | hp_air_hr_C | hp_air_hr_C
[10 empty] | 3 | 8 | 164 |  |  | sys_w_ew_type_3 |  |  | sys_w_ew_type_3 |  |  | dh_00 |  |  | el_op |  |  | el_op | el_op
[10 empty] | 4 | 1 | 165 |  |  | sys_w_name_4 |  |  | sys_w_name_4 |  |  | Testsystem W4 |  |  | district heating |  |  | district heating | district heating
[10 empty] | 4 | 3 | 166 |  |  | sys_w_fraction_4 |  |  | sys_w_fraction_4 | [5 empty] | #REF! |  |  | 0.05 | 0
[10 empty] | 4 | 5 | 167 |  |  | sys_wd_type_4 |  |  | sys_wd_type_4 | [5 empty] | #REF! |  |  | c_circ_D | c_nocirc_A_mod
[10 empty] | 4 | 6 | 168 |  |  | sys_ws_type_4 |  |  | sys_ws_type_4 | [5 empty] | #REF! |  |  | cs_e_C | cs_i_C
[10 empty] | 4 | 7 | 169 |  |  | sys_wg_type_4 |  |  | sys_wg_type_4 | [5 empty] | dh_ts |  |  | dh_ts | dh_ts
[10 empty] | 4 | 8 | 170 |  |  | sys_w_ew_type_4 |  |  | sys_w_ew_type_4 | [5 empty] | #REF! |  |  | dh_67 | dh_67
[10 empty] | 5 | 1 | 171 |  |  | sys_w_name_5 |  |  | sys_w_name_5 |  |  | Testsystem W5 |  |  | directly gas heated storage |  |  | directly gas heated storage | directly gas heated storage
[10 empty] | 5 | 3 | 172 |  |  | sys_w_fraction_5 |  |  | sys_w_fraction_5 | [5 empty] | #REF! |  |  | 0.05 | 0
[10 empty] | 5 | 5 | 173 |  |  | sys_wd_type_5 |  |  | sys_wd_type_5 | [5 empty] | #REF! |  |  | c_circ_D | c_nocirc_A_mod
[10 empty] | 5 | 6 | 174 |  |  | sys_ws_type_5 |  |  | sys_ws_type_5 | [5 empty] | ghs |  |  | ghs | ghs
[10 empty] | 5 | 7 | 175 |  |  | sys_wg_type_5 |  |  | sys_wg_type_5 | [5 empty] | ghs |  |  | ghs | ghs
[10 empty] | 5 | 8 | 176 |  |  | sys_w_ew_type_5 |  |  | sys_w_ew_type_5 | [5 empty] | gas_E |  |  | gas_E | gas_E
[10 empty] | 6 | 1 | 177 |  |  | sys_w_name_6 |  |  | sys_w_name_6 |  |  | Testsystem W6 |  |  | central electric storage |  |  | central electric storage | central electric storage
[10 empty] | 6 | 3 | 178 |  |  | sys_w_fraction_6 |  |  | sys_w_fraction_6 |  |  | 0.2 |  |  | #REF! |  |  | 0.05 | 0
[10 empty] | 6 | 5 | 179 |  |  | sys_wd_type_6 |  |  | sys_wd_type_6 |  |  | d_94 |  |  | #REF! |  |  | c_circ_D | c_nocirc_A_mod
[10 empty] | 6 | 6 | 180 |  |  | sys_ws_type_6 |  |  | sys_ws_type_6 |  |  | ds_94 |  |  | #REF! |  |  | cs_e_C | cs_i_C
[10 empty] | 6 | 7 | 181 |  |  | sys_wg_type_6 |  |  | sys_wg_type_6 |  |  | ehr |  |  | ehr |  |  | ehr | ehr
[10 empty] | 6 | 8 | 182 |  |  | sys_w_ew_type_6 |  |  | sys_w_ew_type_6 |  |  | el |  |  | el_op |  |  | el_op | el_op
[10 empty] | 7 | 1 | 183 |  |  | sys_w_name_7 |  |  | sys_w_name_7 |  |  | Testsystem W7 |  |  | heat pump cellar / external air |  |  | heat pump cellar / external air | heat pump cellar / external air
[10 empty] | 7 | 3 | 184 |  |  | sys_w_fraction_7 |  |  | sys_w_fraction_7 |  |  | 0.2 |  |  | #REF! |  |  | 0.05 | 0
[10 empty] | 7 | 5 | 185 |  |  | sys_wd_type_7 |  |  | sys_wd_type_7 |  |  | d_94 |  |  | #REF! |  |  | c_circ_D | c_nocirc_A_mod
[10 empty] | 7 | 6 | 186 |  |  | sys_ws_type_7 |  |  | sys_ws_type_7 |  |  | ds_94 |  |  | #REF! |  |  | cs_e_C | cs_e_C
[10 empty] | 7 | 7 | 187 |  |  | sys_wg_type_7 |  |  | sys_wg_type_7 |  |  | eiwh |  |  | hp_cellar_hr_C |  |  | ehr | ehr
[10 empty] | 7 | 8 | 188 |  |  | sys_w_ew_type_7 |  |  | sys_w_ew_type_7 |  |  | el |  |  | el_op |  |  | el_op | el_op
[10 empty] | 8 | 1 | 189 |  |  | sys_w_name_8 |  |  | sys_w_name_8 |  |  | Testsystem W8 |  |  | gas-fired water heater |  |  | gas-fired water heater | gas-fired water heater
[10 empty] | 8 | 3 | 190 |  |  | sys_w_fraction_8 |  |  | sys_w_fraction_8 |  |  | 0.1 |  |  | #REF! |  |  | 0.1 | 0
[10 empty] | 8 | 5 | 191 |  |  | sys_wd_type_8 |  |  | sys_wd_type_8 |  |  | d_94 |  |  | #REF! |  |  | d_D | d_C
[10 empty] | 8 | 6 | 192 |  |  | sys_ws_type_8 |  |  | sys_ws_type_8 |  |  | ds_94 |  |  | 0 |  |  | 0 | 0
[10 empty] | 8 | 7 | 193 |  |  | sys_wg_type_8 |  |  | sys_wg_type_8 |  |  | giwh_94 |  |  | #REF! |  |  | giwh_D | giwh_C
[10 empty] | 8 | 8 | 194 |  |  | sys_w_ew_type_8 |  |  | sys_w_ew_type_8 |  |  | gas_E |  |  | gas_E |  |  | gas_E | gas_E
[10 empty] | 9 | 1 | 195 |  |  | sys_w_name_9 |  |  | sys_w_name_9 |  |  | Testsystem W9 |  |  | electric water heater |  |  | electric water heater | electric water heater
[10 empty] | 9 | 3 | 196 |  |  | sys_w_fraction_9 |  |  | sys_w_fraction_9 | [5 empty] | #REF! |  |  | 0.1 | 0
[10 empty] | 9 | 5 | 197 |  |  | sys_wd_type_9 |  |  | sys_wd_type_9 | [5 empty] | #REF! |  |  | d_D | d_C
[10 empty] | 9 | 6 | 198 |  |  | sys_ws_type_9 |  |  | sys_ws_type_9 | [5 empty] | 0 |  |  | 0 | 0
[10 empty] | 9 | 7 | 199 |  |  | sys_wg_type_9 |  |  | sys_wg_type_9 | [5 empty] | eiwh |  |  | eiwh | eiwh
[10 empty] | 9 | 8 | 200 |  |  | sys_w_ew_type_9 |  |  | sys_w_ew_type_9 | [5 empty] | el |  |  | el | el
[10 empty] | 10 | 1 | 201 |  |  | sys_w_name_10 |  |  | sys_w_name_10 |  |  | Testsystem W10 |  |  | electric water storage |  |  | electric water storage | electric water storage
[10 empty] | 10 | 3 | 202 |  |  | sys_w_fraction_10 |  |  | sys_w_fraction_10 | [5 empty] | #REF! |  |  | 0.1 | 0
[10 empty] | 10 | 5 | 203 |  |  | sys_wd_type_10 |  |  | sys_wd_type_10 | [5 empty] | #REF! |  |  | d_D | d_C
[10 empty] | 10 | 6 | 204 |  |  | sys_ws_type_10 |  |  | sys_ws_type_10 | [5 empty] | #REF! |  |  | ds_D | ds_C
[10 empty] | 10 | 7 | 205 |  |  | sys_wg_type_10 |  |  | sys_wg_type_10 | [5 empty] | ehr |  |  | ehr | ehr
[10 empty] | 10 | 8 | 206 |  |  | sys_w_ew_type_10 |  |  | sys_w_ew_type_10 | [5 empty] | el |  |  | el | el
[10 empty] | 11 | 1 | 207 |  |  | sys_w_name_11 |  |  | sys_w_name_11 | [5 empty] | solar |  |  | solar | solar
[10 empty] | 11 | 3 | 208 |  |  | sys_w_fraction_11 |  |  | sys_w_fraction_11 | [5 empty] | #REF! |  |  | 0.35 | 0.5
[10 empty] | 11 | 5 | 209 |  |  | sys_wd_type_11 |  |  | sys_wd_type_11 | [5 empty] | #REF! |  |  | c_circ_D | c_nocirc_A_mod
[10 empty] | 11 | 6 | 210 |  |  | sys_ws_type_11 |  |  | sys_ws_type_11 | [5 empty] | #REF! |  |  | cs_e_D | cs_i_D
[10 empty] | 11 | 7 | 211 |  |  | sys_wg_type_11 |  |  | sys_wg_type_11 | [5 empty] | solar |  |  | solar | solar
[10 empty] | 11 | 8 | 212 |  |  | sys_w_ew_type_11 |  |  | sys_w_ew_type_11 | [5 empty] | sun |  |  | sun | sun
[10 empty] | 12 | 1 | 213 |  |  | sys_w_name_12 |  |  | sys_w_name_12 | [5 empty] | 0 |  |  | 0 | 0
[10 empty] | 12 | 3 | 214 |  |  | sys_w_fraction_12 |  |  | sys_w_fraction_12 | [5 empty] | 0 |  |  | 0 | 0
[10 empty] | 12 | 5 | 215 |  |  | sys_wd_type_12 |  |  | sys_wd_type_12 | [5 empty] | 0 |  |  | 0 | 0
[10 empty] | 12 | 6 | 216 |  |  | sys_ws_type_12 |  |  | sys_ws_type_12 | [5 empty] | 0 |  |  | 0 | 0
[10 empty] | 12 | 7 | 217 |  |  | sys_wg_type_12 |  |  | sys_wg_type_12 | [5 empty] | 0 |  |  | 0 | 0
[10 empty] | 12 | 8 | 218 |  |  | sys_w_ew_type_12 |  |  | sys_w_ew_type_12 | [5 empty] | 0 |  |  | 0 | 0
[12 empty] | 219 |  |  | roller_blind |  |  | roller_blind | [5 empty] | #REF!
[12 empty] | 220 |  |  | radiator_recess |  |  | radiator_recess | [5 empty] | #REF!
[12 empty] | 221 |  |  | type_constr_special |  |  | type_constr_special | [5 empty] | #REF!
[15 empty] | type_airtight |  |  | type_airtight | [5 empty] | normal
[15 empty] | consumption_oil |  |  | consumption_oil | [5 empty] | #REF!
[15 empty] | consumption_natural_gas |  |  | consumption_natural_gas | [5 empty] | #REF!
[15 empty] | type_measurement_natural_gas |  |  | type_measurement_natural_gas | [5 empty] | kWh
[15 empty] | consumption_liquid_gas |  |  | consumption_liquid_gas | [5 empty] | #REF!
[15 empty] | consumption_coal |  |  | consumption_coal | [5 empty] | #REF!
[15 empty] | consumption_dh |  |  | consumption_dh | [5 empty] | #REF!
[15 empty] | consumption_el |  |  | consumption_el | [5 empty] | #REF!
[15 empty] | consumption_firewood |  |  | consumption_firewood | [5 empty] | #REF!
[15 empty] | consumption_woodpellets |  |  | consumption_woodpellets | [5 empty] | #REF!
[15 empty] | consumption_uses |  |  | consumption_uses | [5 empty] | h+w
[15 empty] | consumption_year1 |  |  | consumption_year1 | [5 empty] | #REF!
[15 empty] | consumption_year2 |  |  | consumption_year2 | [5 empty] | #REF!
[13 empty] | 2009-05-14 |  | type_climate | [8 empty] | #REF!
[13 empty] | neue Daten / ab: 04-09-2007 |  | type_intake_envelope | [8 empty] | #REF!
[15 empty] | type_envelope_simplifications | [8 empty] | #REF!
[15 empty] | n_dormers | [8 empty] | #REF!
[15 empty] | length_dormer | [8 empty] | #REF!
[15 empty] | V_e | [8 empty] | #REF!
[15 empty] | h_storey | [8 empty] | #REF!
[15 empty] | A_roof | [8 empty] | #REF!
[15 empty] | A_topceiling | [8 empty] | #REF!
[15 empty] | A_wall | [8 empty] | #REF!
[15 empty] | A_floor | [8 empty] | #REF!
[15 empty] | A_wall_soil | [8 empty] | #REF!
[15 empty] | A_win | [8 empty] | #REF!
[15 empty] | A_roller_blind_case | [8 empty] | #REF!
[15 empty] | A_radiator_recess | [8 empty] | #REF!
[15 empty] | A_win_S | [8 empty] | #REF!
[15 empty] | A_win_E_W | [8 empty] | #REF!
[15 empty] | A_win_N | [8 empty] | #REF!
[15 empty] | A_win_SW_SE | [8 empty] | #REF!
[15 empty] | A_win_NW_NE | [8 empty] | #REF!
[15 empty] | A_win_H | [8 empty] | #REF!
[15 empty] | type_intake_U_value | [8 empty] | #REF!
[15 empty] | U_roof | [8 empty] | #REF!
[15 empty] | U_topceiling | [8 empty] | #REF!
[15 empty] | U_wall | [8 empty] | #REF!
[15 empty] | U_floor | [8 empty] | #REF!
[15 empty] | U_wall_soil | [8 empty] | #REF!
[15 empty] | U_win | [8 empty] | #REF!
[15 empty] | U_roller_blind_case | [8 empty] | #REF!
[15 empty] | U_radiator_recess | [8 empty] | #REF!
[15 empty] | g_win_orthogonal | [8 empty] | #REF!
[15 empty] | F_shade | [8 empty] | #REF!
[15 empty] | F_frame | [8 empty] | #REF!
[15 empty] | type_thermal_bridges | [8 empty] | standard
[15 empty] | modernisation_in_consumption_period | [8 empty] | #REF!
[15 empty] | type_intake_ventilation | [8 empty] | #REF!
[15 empty] | n_vent_mech | [8 empty] | #REF!
[15 empty] | n_vent_other | [8 empty] | #REF!
[15 empty] | eta_vent_rec | [8 empty] | #REF!
[15 empty] | type_air_tightness | [8 empty] | standard | dies war nur provisorisch eingerichtet. außer Betrieb seit 05-05-2008
[15 empty] | indicator_completeness_envelope | [8 empty] | nicht belegt
[15 empty] | indicator_completeness_heating_system | [8 empty] | #REF!
[15 empty] | indicator_completeness_dhw_system | [8 empty] | #REF!
[15 empty] | U_win_direct | [8 empty] | #REF!
Transformation button values to strings
System definition
[10 empty] | bis 12.6.08 |  | 1p | #REF! | #REF!
[10 empty] | =WENN(S375+S377+S378+S379=0;1;(J99*1<>1)*J96*1) |  | 2p | #REF! | #REF!
[12 empty] | 2pt | #REF! | #REF!
[12 empty] | 3p | #REF! | #REF!
[12 empty] | 3pt | #REF! | #REF!
#REF!
central system
#REF!
[12 empty] | 1 | 2 | 3 | 4 | 5 | 6 | 7 | 8 | Indicator
[10 empty] | bis 12.6.08 |  | h_name |  | h_fraction | hce_type | hd_type | hs_type | hg_type | h_ew_type | completeness | fraction gas water heater apartment of central heating
[10 empty] | =WENN(UND($T$385=1;SUMME(S390:S393)=0);1;$J$135*1) | 1 | boiler | #REF! | #REF! | c_th | #REF! |  | #REF! | #REF! | #REF! | #REF!
[11 empty] | 2 | wood boiler | #REF! | #REF! | c_th | #REF! | bs_wood_C | b_ct_C | bio_fw | #REF!
[11 empty] | 3 | heatpump | #REF! | #REF! | c_th | #REF! | bs_el_C | hp_air_hr_C | el_op | #REF!
[11 empty] | 4 | electric storage | #REF! | #REF! | c_th | #REF! | bs_el_C | ehr | el_op | #REF!
[11 empty] | 5 | district heating | #REF! | #REF! | c_th | #REF! |  | dh_ts | #REF! | #REF!
[10 empty] | =WENN(UND($T$385<1;SUMME($S$395:$S$398)=0);1;$J$151*$J$152*1) | 6 | oil stove | #REF! | #REF! | c_th | d |  | stove_liquid | oil | #REF!
[11 empty] | 7 | coal stove | #REF! | #REF! | c_man | d |  | stove_solid | coal_hard | #REF!
[11 empty] | 8 | wood stove | #REF! | #REF! | c_man | d |  | stove_solid | bio_fw | #REF!
[11 empty] | 9 | gas stove | #REF! | #REF! | c_th | d |  | gsh | gas_E | #REF!
[11 empty] | 10 | electric stove | #REF! | #REF! | c_th | d |  | #REF! | #REF! | #REF!
[11 empty] | 11 | 1: mechanical ventilation; 2: 0; #REF! 3: T
12
0
[12 empty] | 1: central; 2: #REF!; #REF! 3: #REF! | #REF!
[12 empty] | decentral | #REF! | #REF!
[12 empty] | total |  | #REF!
[12 empty] | 1: mechanical ventilation; 2: =$D$194 | jetzt mv = Heizsystem
diese Zeile und die entsprechende Input-Größe später löschen!
[12 empty] | combined with central heat generation |  | central system
[13 empty] | #REF! | #REF!
[12 empty] | 1 | 2 | 3 | 4 | 5 | 6 | 7 | 8 | Indicator
[12 empty] | w_name |  | w_fraction |  | wd_type | ws_type | wg_type | w_ew_type | completeness
[11 empty] | 1 | boiler | #REF! | #REF! |  | #REF! | #REF! | #REF! | #REF! | #REF!
[11 empty] | 2 | wood boiler | #REF! | #REF! |  | #REF! | #REF! | b_ct_C | bio_fw | #REF!
[11 empty] | 3 | heatpump | #REF! | #REF! |  | #REF! | #REF! | hp_air_hr_C | el_op | #REF!
[11 empty] | 4 | district heating | #REF! | #REF! |  | #REF! | #REF! | dh_ts | #REF! | #REF!
[11 empty] | 5 | directly gas heated storage | #REF! | #REF! |  | #REF! | ghs | ghs | gas_E | #REF!
[11 empty] | 6 | central electric storage | #REF! | #REF! |  | #REF! | #REF! | ehr | el_op | #REF!
[11 empty] | 7 | heat pump cellar / external air | #REF! | #REF! |  | #REF! | #REF! | hp_cellar_hr_C | el_op | #REF!
[11 empty] | 8 | gas-fired water heater | #REF! | #REF! |  | #REF! |  | #REF! | gas_E | #REF!
[11 empty] | 9 | electric water heater | #REF! | #REF! |  | #REF! |  | eiwh | el | #REF!
[11 empty] | 10 | electric water storage | #REF! | #REF! |  | #REF! | #REF! | ehr | el | #REF! |  |  | w_fraction
[11 empty] | 11 | solar | #REF! | #REF! |  | #REF! | #REF! | solar | sun | #REF! |  | vorher: | #REF! | (später löschen)
12
0
[12 empty] | 1: central; #REF! 2: #REF!; #REF! 3: #REF! | #REF!
[12 empty] | decentral | #REF! | #REF!
[12 empty] | total |  | #REF! | not including solar system!
Reference tables | bar: 1
Calculation Control | bar: 1
[12 empty] | OB_input_data_control |  |  | display in dropdowns
[12 empty] | 0 | intake form |  | (disabled) |  | default
[12 empty] | 1 | intake form |  | (disabled)
[12 empty] | 2 | intake form, except for datafields with manual input
[12 empty] | 3 | manual input, except for datafields with values from intake form |  | (restricted)
[12 empty] | 4 | manual (dropdown menues for procedure or direct in sheet 'input')
5
6
7
8
9
10
Building | bar: 1
[12 empty] | OB_year_building | construction cycle | year_building
[12 empty] | 0 | 1958 - 1968 | 1960 | default
[12 empty] | 1 | bis 1918 | 1900
[12 empty] | 2 | 1919 - 1948 | 1930
[12 empty] | 3 | 1949 - 1957 | 1950
[12 empty] | 4 | 1958 - 1968 | 1960
[12 empty] | 5 | 1969 - 1978 | 1970
[12 empty] | 6 | 1979 - 1983 | 1980
[12 empty] | 7 | 1984 - 1994 | 1990
[12 empty] | 8 | ab 1995 | 2000
9
10
[12 empty] | OB_type_intake_envelope | type_intake_envelope
[12 empty] | 0 | estimation.de.kvep |  | default
[12 empty] | 1 | values |  | exakte Eingabe der Flächen
[12 empty] | 2 | estimation.de.kvep |  | KVEP Flächenschätzung
3
4
5
6
7
8
9
10
[12 empty] | OB_envelope_simplifications | envelope_simplifications
[12 empty] | 0 | de.EnEV.2007 |  | default
[12 empty] | 1 | none |  | keine Vereinfachungen
[12 empty] | 2 | de.EnEV.2007 |  | Vereinfachungen nach EnEV 2007 für Fenster, Gauben, Heizkörpernischen, Kellerabgänge etc.
[12 empty] | 3 | de.KVEP |  | Vereinfachungen nach KVEP für Gauben, komplexe Grundrisse, Kellerabgänge etc.
4
5
6
7
8
9
10
[12 empty] | OB_h_room | h_R
[12 empty] | 0 | 2.5 |  | default
[12 empty] | 1 | 2.2
[12 empty] | 2 | 2.5
[12 empty] | 3 | 2.9
[12 empty] | 4 | 3.5
[12 empty] | OB_n_neighbour | n_neighbour
[13 empty] | 0 |  | default
[12 empty] | 1 | 0
[12 empty] | 2 | 1
[12 empty] | 3 | 2
[12 empty] | OB_floorshape | type_floorshape
[12 empty] | 0 | compact |  | default
[12 empty] | 1 | compact
[12 empty] | 2 | not compact
[12 empty] | OB_attic_cond | f_attic_cond
[12 empty] | 0 | 0%
[12 empty] | 1 | -
[12 empty] | 2 | 0%
[12 empty] | 3 | 50%
[12 empty] | 4 | 100%
[12 empty] | OB_cellar_cond | f_cellar_cond
[12 empty] | 0 | 0% |  | default
[12 empty] | 1 | -
[12 empty] | 2 | 0%
[12 empty] | 3 | 50%
[12 empty] | 4 | 100%
vorher:
[12 empty] | CB_dormer | type_roofshape |  | f_roofshape
[12 empty] | 0 | standard |  | 1
[12 empty] | 1 | dormers |  | 1.3
[12 empty] | FALSE | standard |  | 1
[12 empty] | TRUE | dormers |  | 1.3
[12 empty] | OB_type_intake_U_value | type_intake_U_value
[12 empty] | 0 | table.de.EnEV.2007 |  | default
[12 empty] | 1 | values |  | direkte Eingabe der U-Werte
[12 empty] | 2 | table.de.EnEV.2007 |  | über Gebäude-Baualter und Bauteilart (Optionsfelder) EnEV 2007-Werte
[12 empty] | 3 | table.de.kvep |  | über Gebäude-Baualter und Bauteilart (Optionsfelder) KVEP-Werte
4
5
6
7
8
9
10
[12 empty] | OB_d_insulation | category | d_insulation
[12 empty] | 0 | 0 cm | 0 | default
[12 empty] | 1 | 0 cm | 0
[12 empty] | 2 | 2 cm | 2
[12 empty] | 3 | 4 cm | 4
[12 empty] | 4 | 6 cm | 6
[12 empty] | 5 | 8 cm | 8
[12 empty] | 6 | 10 cm | 10
[12 empty] | 7 | 12 cm | 12
[12 empty] | 8 | 14 cm | 14
[12 empty] | 9 | 16 cm | 16
[12 empty] | 10 | 18 cm | 18
[12 empty] | 11 | 20 cm | 20
[12 empty] | 12 | 21 bis 25 cm | 23
[12 empty] | 13 | 26 bis 30 cm | 28
[12 empty] | 14 | über 30 cm | 34
15
[12 empty] | OB_f_insulation | f_insulation
[12 empty] | 0 | 0% |  | default
[12 empty] | 1 | 0%
[12 empty] | 2 | 20%
[12 empty] | 3 | 40%
[12 empty] | 4 | 60%
[12 empty] | 5 | 80%
[12 empty] | 6 | 100%
7
8
9
10
11
12
13
14
15
[12 empty] | OB_thermal_bridges | type_thermal_bridges
[12 empty] | 0 | standard |  | default
[12 empty] | 1 | standard |  | keine Besonderheiten bzw. nicht bekannt
[12 empty] | 2 | high losses |  | starke Wärmebrücken
[12 empty] | 3 | low losses |  | Wärmebrücken minimiert
4
5
6
7
8
9
10
11
12
13
14
15
System | bar: 1
Hilfsmittel für Anlagensystem-Kürzel: Auswahllisten
[12 empty] | list_system_wd | list_system_ws | list_system_wg | list_system_hce | list_system_hd | list_system_hs | list_system_hg | list_energyware
[12 empty] | OB_f_centralheating | f_centralheating
[12 empty] | 0 | 0% |  | default
[12 empty] | 1 | 100%
[12 empty] | 2 | 75%
[12 empty] | 3 | 50%
[12 empty] | 4 | 25%
[12 empty] | 5 | 0%
[12 empty] | OB_boiler_fuel | energy ware type |  |  | OB_boiler_type | type boiler | type gas water heater |  |  | OB_boiler_year | year boiler | year gas water heater | year hot water storage
[13 empty] | gas_E | default |  |  | b_lt_ | wh_nc_ | default |  |  | B | C | C
[12 empty] | 1 | gas_E |  |  | 1 | b_ct_ | wh_nc_ |  |  | 1 | B | C | C
[12 empty] | 2 | oil |  |  | 2 | b_lt_ | wh_nc_ |  |  | 2 | C | C | C
[12 empty] | 3 | liquid_gas |  |  | 3 | b_c_ | wh_c_ |  |  | 3 | D | D | D
[12 empty] | OB_woodboiler_fuel | energy ware type
[12 empty] | - | bio_fw | default
[12 empty] | bio.wp | bio_wp
[12 empty] | bio.fw | bio_fw
[12 empty] | OB_heatpump_type | type | heating rod | storage |  |  | OB_heatpump_year | year
[12 empty] | - | hp_air_ | hr_ | bs_el_ | default |  | - | C | default
[12 empty] | hp.air | hp_air_ | hr_ | bs_el_ |  |  | ... 1994 | C
[12 empty] | hp.soil | hp_soil_ |  |  |  |  | 1995 ... | D
[12 empty] | OB_districtheating_type | energy ware type fossil | energy ware type biomass | biomass & fossil |  |  | CB_districtheating_chp | energy ware type fossil | energy ware type biomass | biomass & fossil
[13 empty] | dh_00 | dh_ren_00 | dh_ren_foss_00 | default |  | 0 | dh_33 | dh_ren_33 | dh_ren_foss_33
[12 empty] | dh.b | dh_00 | dh_ren_00 | dh_ren_foss_00 |  |  | 1 | dh_67 | dh_ren_67 | dh_ren_foss_67
[12 empty] | dh.chp | dh_33 | dh_ren_33 | dh_ren_foss_33 |  |  | FALSE | dh_33 | dh_ren_33 | dh_ren_foss_33
[12 empty] | #REF! 7: TRUE; #REF! 8: dh_67 | dh_ren_67 | dh_ren_foss_67
[12 empty] | CB_stove_el_op | energy ware type | heat generator
[12 empty] | 0 | el | esh
[12 empty] | 1 | el_op | esh_night
[12 empty] | FALSE | el | esh
[12 empty] | TRUE | el_op | esh_night
[12 empty] | OB_sh_distribution_type | distribution |  |  | OB_sh_distribution_year | year
[12 empty] | 2 | c_i |  |  |  | c_C
[16 empty] | 1 | c_A
[16 empty] | 2 | c_A_mod
[16 empty] | 3 | c_C
[16 empty] | 4 | c_D
[12 empty] | OB_hw_distribution_year | year | year
[13 empty] | c_nocirc_C | c_circ_C
[12 empty] | 1 | c_nocirc_A | c_circ_A
[12 empty] | 2 | c_nocirc_A_mod | c_circ_A_mod
[12 empty] | 3 | c_nocirc_C | c_circ_C
[12 empty] | 4 | c_nocirc_D | c_circ_D
[12 empty] | OB_hw_storage_year | year storage
[12 empty] | 0 | C
[12 empty] | 1 | C
[12 empty] | 2 | D
[12 empty] | OB_hw_storage_year | year decentral distribution
[12 empty] | 0 | d_C
[12 empty] | 1 | d_C
[12 empty] | 2 | d_D
[12 empty] | OB_hw_storage_year | type
[12 empty] | 0 | giwh_C
[12 empty] | 1 | giwh_C
[12 empty] | 2 | giwh_D
[12 empty] | OB_type_intake_ventilation | type_intake_ventilation
[12 empty] | 0 | types |  | default
[12 empty] | 1 | values |  | direkte Eingabe von Luftwechsel und Temperaturbereitstellungsgrad
[12 empty] | 2 | types |  | Typ Lüftung (Optionsfelder)
3
4
5
6
7
8
9
10
[12 empty] | OB_type_vent | type distribution | type heat generator
[12 empty] | 0 |  |  | no mechanical ventilation
[12 empty] | 1 |  |  | no mechanical ventilation
[12 empty] | 2 | mv_ex | mv_ex | exhaust air ventilation system
[12 empty] | 3 | mv_supex_i | mv_supex_he60 | supply / exhaust air ventilation system with 60% heat recovery - distribution ducs inside the thermal envelope
[12 empty] | 4 | mv_supex_i | mv_supex_he80 | supply / exhaust air ventilation system with 80% heat recovery - distribution ducs inside the thermal envelope
Measured consumption | bar: 1
[12 empty] | OB_consumption_natural_gas | type_measurement_natural_gas
[12 empty] | 0 | kWh
[12 empty] | 1 | cbm
[12 empty] | 2 | kWh
[12 empty] | OB_consumption_with_hw | consumption_uses
[12 empty] | 0 | h+w
[12 empty] | 1 | h
[12 empty] | 2 | h+w
[12 empty] | OB_modernisation_in_consumption_period | modernisation_in_consumption_period
[12 empty] | 0 | FALSE
[12 empty] | 1 | TRUE
[12 empty] | 2 | FALSE
Methods | bar: 1
[12 empty] | OB_type_ref_area | type_ref_area | display dropdown
[12 empty] | 0 | A_C_national | A_C_national (disabled) |  | default
[12 empty] | 1 | A_C_national | A_C_national (disabled) |  | "Gebäudenutzfläche" A_N nach EnEV
[12 empty] | 2 | A_C_living | A_C_living (disabled) |  | beheizte Wohnfläche
3
4
5
6
7
8
9
10
[12 empty] | OB_method_h | method_h | display dropdown
[12 empty] | 0 | de.EnEV.2007 | de.EnEV.2007 (disabled) |  | default
[12 empty] | 1 | de.EnEV.2007 | de.EnEV.2007 (disabled) |  | EnEV 2007
[12 empty] | 2 | de.LEG | de.LEG (disabled) |  | Leitfaden Energiebewusste Gebäudeplanung (LEG)
3
4
5
6
7
8
9
10
[12 empty] | OB_method_sys | method_sys | display dropdown
[12 empty] | 0 | table | table (disabled) |  | default
[12 empty] | 1 | table | table (disabled) |  | Tabellenwerte, ohne Anpassung der Heizperiodenlänge
[12 empty] | 2 | table.HP_adaption | table.HP_adaption (disabled) |  | Tabellenwerte, mit Anpassung der Heizperiodenlänge
3
4
5
6
7
8
9
10
[12 empty] | OB_table_sys | table_sys | display dropdown
[12 empty] | 0 | de.EnEV.2007 | de.EnEV.2007 (disabled) |  | default
[12 empty] | 1 | de.EnEV.2007 | de.EnEV.2007 (disabled) |  | Tabellenwerte EnEV 2007
[12 empty] | 2 | de.KVEP | de.KVEP (disabled) |  | Tabellenwerte Kurzverfahren Energieprofil (KVEP)
3
4
5
6
7
8
9
10
[12 empty] | OB_table_energyware | table_energyware | display dropdown
[12 empty] | 0 | de.EnEV.2007 | de.EnEV.2007 (disabled) |  | default
[12 empty] | 1 | de.EnEV.2007 | de.EnEV.2007 (disabled) |  | Tabellenwerte EnEV 2007
[12 empty] | 2 | de.KVEP | de.KVEP (disabled) |  | Tabellenwerte Kurzverfahren Energieprofil (KVEP)
3
4
5
6
7
8
9
10
Note on T425: "T" refers to "table value"
Clear input fields sep_input1 and sep_input2

## output
column
7
|  | var1 |  | var2
| sep_output1 |  | sep_output2
1 | ID | #REF! | ID | 9999a
2 | date | 2026-07-29 02:20 | date | 2026-07-29 02:20
3 | A_ref | #REF! | A_ref
4 | type_ref_area | #REF! | type_ref_area
5 | A_C_living_out | #REF! | A_C_living_out
6 | A_C_national | #REF! | A_C_national
7 | year_building_1 | #REF! | year_building_1
8 | year_building_2 | #REF! | year_building_2
9 | V_e_out | #REF! | V_e_out
10 | A_roof_out | #REF! | A_roof_out
11 | A_topceiling_out | #REF! | A_topceiling_out
12 | A_wall_out | #REF! | A_wall_out
13 | A_floor_out | #REF! | A_floor_out
14 | A_wall_cellar_out | #REF! | A_wall_cellar_out
15 | A_window_out | #REF! | A_window_out
16 | A_rollerblind_out | #REF! | A_rollerblind_out
17 | A_radiator_recess_out | #REF! | A_radiator_recess_out
18 | A_further1_out | 0 | A_further1_out
19 | A_further2_out | 0 | A_further2_out
20 | U0_roof_out | #REF! | U0_roof_out
21 | U0_topceiling_out | #REF! | U0_topceiling_out
22 | U0_wall_out | #REF! | U0_wall_out
23 | U0_floor_out | #REF! | U0_floor_out
24 | U0_wall_cellar_out | #REF! | U0_wall_cellar_out
25 | U0_window_out | 0 | U0_window_out
26 | U0_rollerblind_out | #REF! | U0_rollerblind_out
27 | U0_radiator_recess_out | #REF! | U0_radiator_recess_out
28 | U0_further1_out | 0 | U0_further1_out
29 | U0_further2_out | 0 | U0_further2_out
30 | U_roof_out | #REF! | U_roof_out
31 | U_topceiling_out | #REF! | U_topceiling_out
32 | U_wall_out | #REF! | U_wall_out
33 | U_floor_out | #REF! | U_floor_out
34 | U_wall_cellar_out | #REF! | U_wall_cellar_out
35 | U_window_out | #REF! | U_window_out
36 | U_rollerblind_out | #REF! | U_rollerblind_out
37 | U_radiator_recess_out | #REF! | U_radiator_recess_out
38 | U_further1_out | 0 | U_further1_out
39 | U_further2_out | 0 | U_further2_out
40 | f_insulation_roof_out | 0 | f_insulation_roof_out
41 | f_insulation_topceiling_out | 0 | f_insulation_topceiling_out |  | #REF! | 0 | #REF!
42 | f_insulation_wall_out | 0 | f_insulation_wall_out
43 | f_insulation_floor_out | 0 | f_insulation_floor_out |  | #REF! | 0 | #REF!
44 | f_insulation_cellar_out | 0 | f_insulation_cellar_out |  |  |  | #REF!
45 | f_insulation_rollerblind_out | 0 | f_insulation_rollerblind_out
46 | f_insulation_radiator_recess_out | 0 | f_insulation_radiator_recess_out
47 | d_insulation_roof_out | #REF! | d_insulation_roof_out
48 | d_insulation_topceiling_out | #REF! | d_insulation_topceiling_out
49 | d_insulation_wall_out | #REF! | d_insulation_wall_out
50 | d_insulation_floor_out | #REF! | d_insulation_floor_out
51 | d_insulation_cellar_out | #REF! | d_insulation_cellar_out
52 | d_insulation_rollerblind_out | #REF! | d_insulation_rollerblind_out
53 | d_insulation_radiator_recess_out | #REF! | d_insulation_radiator_recess_out
54 | lambda_roof_out | #REF! | lambda_roof_out
55 | lambda_topceiling_out | #REF! | lambda_topceiling_out
56 | lambda_wall_out | #REF! | lambda_wall_out
57 | lambda_floor_out | #REF! | lambda_floor_out
58 | lambda_cellar_out | #REF! | lambda_cellar_out
59 | lambda_rollerblind_out | #REF! | lambda_rollerblind_out
60 | lambda_radiator_recess_out | #REF! | lambda_radiator_recess_out
61 | f_panes_1p_out | #REF! | f_panes_1p_out
62 | f_panes_2p_out | #REF! | f_panes_2p_out
63 | f_panes_2pt_out | #REF! | f_panes_2pt_out
64 | f_panes_3p_out | #REF! | f_panes_3p_out
65 | f_panes_3pt_out | #REF! | f_panes_3pt_out
66 | U_panes_1p_out | #VALUE! | U_panes_1p_out
67 | U_panes_2p_out | #VALUE! | U_panes_2p_out
68 | U_panes_2pt_out | #VALUE! | U_panes_2pt_out
69 | U_panes_3p_out | #VALUE! | U_panes_3p_out
70 | U_panes_3pt_out | #REF! | U_panes_3pt_out
71 | theta_i_setpoint | #REF! | theta_i_setpoint
72 | f_tr | #VALUE! | f_tr
73 | f_sr | #VALUE! | f_sr
74 | theta_i_m | #REF! | theta_i_m
75 | H_T | #REF! | H_T
76 | n_V | #VALUE! | n_V |  | #VALUE! | 0 | #VALUE!
77 | H_V | #VALUE! | H_V
78 | h_Aref | #REF! | h_Aref
79 | theta_hl | #VALUE! | theta_hl
80 | t_hp | #VALUE! | t_hp
81 | f_hdd | #REF! | f_hdd
82 | q_T_roof | #REF! | q_T_roof
83 | q_T_topceiling | #REF! | q_T_topceiling
84 | q_T_wall | #REF! | q_T_wall
85 | q_T_floor | #REF! | q_T_floor
86 | q_T_wall_cellar | #REF! | q_T_wall_cellar
87 | q_T_window | #REF! | q_T_window
88 | q_T_other1 | #REF! | q_T_other1
89 | q_T_other2 | #REF! | q_T_other2
90 | q_T_thermal_bridges | #REF! | q_T_thermal_bridges
91 | q_T_supplement | #REF! | q_T_supplement
92 | q_V | #VALUE! | q_V
93 | q_L | #REF! | q_L
94 | q_S | #REF! | q_S
95 | q_I | #VALUE! | q_I
96 | eta_G | #VALUE! | eta_G
97 | q_h_gross | #REF! | q_h_gross
98 | q_h_w | #REF! | q_h_w
99 | q_h_mv | #REF! | q_h_mv
100 | q_hce_total | #REF! | q_hce_total
101 | q_hd_total | #REF! | q_hd_total
102 | q_hs_total | #REF! | q_hs_total
103 | q_hg_total | #REF! | q_hg_total
104 | q_w | error: sum fraction <> 1 | q_w
105 | q_wd_total | #REF! | q_wd_total
106 | q_ws_total | #REF! | q_ws_total
107 | q_wg_total | #REF! | q_wg_total
108 | q_del_h_gas | #REF! | q_del_h_gas
109 | q_del_w_gas | #VALUE! | q_del_w_gas
110 | q_del_h_oil | #REF! | q_del_h_oil
111 | q_del_w_oil | #VALUE! | q_del_w_oil
112 | q_del_h_liquid_gas | #REF! | q_del_h_liquid_gas
113 | q_del_w_liquid_gas | #VALUE! | q_del_w_liquid_gas
114 | q_del_h_coal | #REF! | q_del_h_coal
115 | q_del_w_coal | #VALUE! | q_del_w_coal
116 | q_del_h_bio_fw | #REF! | q_del_h_bio_fw
117 | q_del_w_bio_fw | #VALUE!
118 | q_del_h_bio_wp | #REF!
119 | q_del_w_bio_wp | #VALUE!
120 | q_del_h_bio_wc | #REF!
121 | q_del_w_bio_wc | #VALUE!
122 | q_del_h_el | #REF!
123 | q_del_w_el | #VALUE!
124 | q_del_h_el_op | #REF!
125 | q_del_w_el_op | #VALUE!
126 | q_del_h_el_aux | #REF!
127 | q_del_w_el_aux | #REF!
128 | q_del_h_dh | #REF!
129 | q_del_w_dh | #VALUE!
130 | q_del_h_sun | #REF!
131 | q_del_w_sun | #VALUE!
132 | name_ews1 | fuel_u_b
133 | q_del_h_ews1 | #REF!
134 | q_del_w_ews1 | #VALUE!
135 | name_ews2 | fuel_u_b_C
136 | q_del_h_ews2 | #REF!
137 | q_del_w_ews2 | #VALUE!
138 | name_ews3 | fuel_u_b_D
139 | q_del_h_ews3 | #REF!
140 | q_del_w_ews3 | #VALUE!
141 | name_ews4
142 | q_del_h_ews4 | #REF!
143 | q_del_w_ews4 | #VALUE!
144 | name_ews5 | fuel_u_chp
145 | q_del_h_ews5 | #REF!
146 | q_del_w_ews5 | #VALUE!
147 | name_ews6
148 | q_del_h_ews6 | #REF!
149 | q_del_w_ews6 | #VALUE!
150 | name_ews7
151 | q_del_h_ews7 | #REF!
152 | q_del_w_ews7 | #VALUE!
153 | name_ews8
154 | q_del_h_ews8 | #REF!
155 | q_del_w_ews8 | #VALUE!
156 | name_ews9
157 | q_del_h_ews9 | #REF!
158 | q_del_w_ews9 | #VALUE!
159 | name_ews10
160 | q_del_h_ews10 | #REF!
161 | q_del_w_ews10 | #VALUE!
162 | q_c_h_fuels | #REF!
163 | q_c_h_dh | #REF!
164 | q_c_h_el | #REF!
165 | q_c_w_fuels | -
166 | q_c_w_dh | -
167 | q_c_w_el | -
168 | q_w_P | #VALUE!
169 | q_h_P | #REF!
170 | q_P | #VALUE!
171 | e_w_P | #VALUE!
172 | e_h_P | #REF!
173 | e_P | #VALUE!
174 | x_w_CO2 | #VALUE!
175 | x_h_CO2 | #REF!
176 | x_CO2 | #VALUE!
177 | q_m_utilisation | h+w
178 | type_climate_correction | -
179 | q_m_del_gas | #REF!
180 | q_m_del_oil | #REF!
181 | q_m_del_liquid_gas | #REF!
182 | q_m_del_coal | #REF!
183 | q_m_del_bio_fw | #REF!
184 | q_m_del_bio_wp | #REF!
185 | q_m_del_el | #REF!
186 | q_m_del_dh | #REF!
187 | q_m_sum_fuels | #REF!
188 | q_m_sum_dh | #REF!
189 | q_m_sum_el | #REF!
190 | q_c_sum_fuels | #REF!
191 | q_c_sum_dh | #REF!
192 | q_c_sum_el | #REF!
193 | relation_m_c | #REF!
194 | par_m_c_p_lower_limit | 0.4
195 | par_m_c_p_upper_limit | 2
196 | par_m_c_p | #VALUE!
197 | par_m_c_a | #VALUE!
198 | par_m_c_b | #VALUE!
199 | par_m_c_c | #VALUE!
200 | par_e_c_p | -0.2
201 | par_e_c_a | -0.2
202 | par_e_c_b | 1.3
203 | par_e_c_c | 500
204 | f_adapt_expect | #REF!
205 | f_adapt_energy_advice | #REF!
206 | A_related_to_V | #REF!
207 | H_T_divided_by_envelope_max | #REF!
208 | q_P_max | #REF!
209 | indicator_completeness_envelope | 0
210 | indicator_completeness_heating_system | #REF!
211 | indicator_completeness_dhw_system | #REF!
212 | n_storey_eff_out | #REF!
213
214
215
216
217
218
219
220
221
222
223
224
225
226
227
228
229
230
231
232
233
234
235
236
237
238
239
240
241
242
243
244
245
246
247
248
249
250
251
252
253
254
255
256

## charts
1
|  | show | type | losses | gains |  | show | type | losses | gains
| 1 | 1 | transmission roof | #REF! |  | 22 | 1 |  |  |  | q_P | #VALUE!
| 2 | 1 | transmission top storey ceiling | #REF! |  | 21 | 1
| 3 | 1 | transmission walls | #REF! |  | 20 | 1
| 4 | 1 | transmission floor | #REF! |  | 19 | 1
| 5 | 1 | transm. walls to cellar or soil | #REF! |  | 18 | 1
| 6 | 1 | transmission windows | #REF! |  | 17 | 1 | 0 | #VALUE! | #VALUE!
| 7 | 1 | transm. roller blind cases | #REF! |  | 16 | 1
| 8 | 1 | transm. radiator recess | #REF! |  | 15 | 1 | 0 | #VALUE! | #VALUE!
| 9 | 1 | transmission heat bridges | #REF! |  | 14 | 1 | heat demand space heating | 0 | #REF!
| 10 | 1 | transmission supplements | #REF! |  | 13 | 1 | utilisable internal gains | 0 | #VALUE!
| 11 | 1 | ventilation losses | #VALUE! |  | 12 | 1 | utilisable solar gains | 0 | #REF!
| 12 | 1 | utilisable solar gains |  | #REF! | 11 | 1 | ventilation losses | #VALUE! | 0
| 13 | 1 | utilisable internal gains |  | #VALUE! | 10 | 1 | transmission supplements | #REF! | 0
| 14 | 1 | heat demand space heating |  | #REF! | 9 | 1 | transmission heat bridges | #REF! | 0
| 15 | 1 |  | #VALUE! | #VALUE! | 8 | 1 | transm. radiator recess | #REF! | 0
| 16 | 1 |  | #VALUE! | #VALUE! | 7 | 1 | transm. roller blind cases | #REF! | 0
| 17 | 1 |  | #VALUE! | #VALUE! | 6 | 1 | transmission windows | #REF! | 0
| 18 | 1 |  | #VALUE! | #VALUE! | 5 | 1 | transm. walls to cellar or soil | #REF! | 0
| 19 | 1 |  | #VALUE! | #VALUE! | 4 | 1 | transmission floor | #REF! | 0
| 20 | 1 |  | #VALUE! | #VALUE! | 3 | 1 | transmission walls | #REF! | 0
| 21 | 1 |  | #VALUE! | #VALUE! | 2 | 1 | transmission top storey ceiling | #REF! | 0
| 22 | 1 |  | #VALUE! | #VALUE! | 1 | 1 | transmission roof | #REF! | 0
|  |  |  | #VALUE! | #REF!
|  | show | energyware | space heating | hot water |  | show | energyware | space heating | hot water
| 1 | 1 | gas | #REF! | #VALUE! | 22 | 0
| 2 | 1 | oil | #REF! | #VALUE! | 21 | 0
| 3 | 1 | liquid_gas | #REF! | #VALUE! | 20 | 0
| 4 | 1 | coal | #REF! | #VALUE! | 19 | 0
| 5 | 1 | bio_fw | #REF! | #VALUE! | 18 | 0
| 6 | 1 | bio_wp | #REF! | #VALUE! | 17 | 1 | fuel_u_chp | #REF! | #VALUE!
| 7 | 1 | bio_wc | #REF! | #VALUE! | 16 | 0
| 8 | 1 | el | #REF! | #VALUE! | 15 | 1 | fuel_u_b_D | #REF! | #VALUE!
| 9 | 1 | el_op | #REF! | #VALUE! | 14 | 1 | fuel_u_b_C | #REF! | #VALUE!
| 10 | 1 | el_aux | #REF! | #REF! | 13 | 1 | fuel_u_b | #REF! | #VALUE!
| 11 | 1 | dh | #REF! | #VALUE! | 12 | 1 | sun | #REF! | #VALUE!
| 12 | 1 | sun | #REF! | #VALUE! | 11 | 1 | dh | #REF! | #VALUE!
| 13 | 1 | fuel_u_b | #REF! | #VALUE! | 10 | 1 | el_aux | #REF! | #REF!
| 14 | 1 | fuel_u_b_C | #REF! | #VALUE! | 9 | 1 | el_op | #REF! | #VALUE!
| 15 | 1 | fuel_u_b_D | #REF! | #VALUE! | 8 | 1 | el | #REF! | #VALUE!
| 16 |  |  | #REF! | #VALUE! | 7 | 1 | bio_wc | #REF! | #VALUE!
| 17 | 1 | fuel_u_chp | #REF! | #VALUE! | 6 | 1 | bio_wp | #REF! | #VALUE!
| 18 |  |  | #REF! | #VALUE! | 5 | 1 | bio_fw | #REF! | #VALUE!
| 19 |  |  | #REF! | #VALUE! | 4 | 1 | coal | #REF! | #VALUE!
| 20 |  |  | #REF! | #VALUE! | 3 | 1 | liquid_gas | #REF! | #VALUE!
| 21 |  |  | #REF! | #VALUE! | 2 | 1 | oil | #REF! | #VALUE!
| 22 |  |  | #REF! | #VALUE! | 1 | 1 | gas | #REF! | #VALUE!
source input data
reference area
calculation procedure builiding
type system data
procedure system data

## SwitchBoard
DataLink Change
Workbook - global input and output
DataIn_Workbook
|  | Input | [7 empty] | var1 | var2 | var3
[6 empty] | Q.Name | Q.Bereich | Q.Transformation | Q.aktiv | form1
[6 empty] | Q.Bereich |  |  |  | KfW_Moni_Trans
[6 empty] | Q.Transformation |  |  |  | 0
[6 empty] | Q.aktiv |  |  | TRUE | 1
[5 empty] | ID_dataset | ID |  |  | 1 | 0
[5 empty] | date_input_data | date_input_data |  |  | 1 | 2026-07-29 02:20
[5 empty] | description1 | description1 |  |  | 1 | 0
[5 empty] | description2 | description2 |  |  | 1 | 0
[5 empty] | ID_dataset_basis | ID_dataset_basis |  |  | 1 | 0
[5 empty] | ID_variant | ID_variant |  |  | 1 | 0
[5 empty] | bu_post_code | bu_post_code |  |  | 1 | #REF!
[5 empty] | bu_city | bu_city |  |  | 1 | #REF!
[5 empty] | bu_location_details1 | bu_location_details1 |  |  | 1 | #REF!
[5 empty] | bu_location_details2 | bu_location_details2 |  |  | 1 | #REF!
[5 empty] | ow_name | ow_name |  |  | 1 | #REF!
[5 empty] | ow_post_code | ow_post_code |  |  | 1 | #REF!
[5 empty] | ow_city | ow_city |  |  | 1 | #REF!
[5 empty] | ow_location_details1 | ow_location_details1 |  |  | 1 | #REF!
[5 empty] | ow_location_details2 | ow_location_details2 |  |  | 1 | #REF!
1
[5 empty] | A_C_living | A_C_living |  |  | 1 | #REF!
[5 empty] | type_ref_area | type_ref_area |  |  | 1 | #REF!
[5 empty] | method_h | method_h |  |  | 1 | #REF!
[5 empty] | type_climate | type_climate |  |  | 1 | #REF!
1
[5 empty] | n_storeys | n_storeys |  |  | 1 | #REF!
[5 empty] | n_apartments | n_apartments |  |  | 1 | #REF!
[5 empty] | year_building | year_building |  |  | 1 | #REF!
[5 empty] | h_r | h_r |  |  | 1 | #REF!
[5 empty] | n_attached_neighbours | n_attached_neighbours |  |  | 1 | #REF!
[5 empty] | type_floorshape | type_floorshape |  |  | 1 | #REF!
[5 empty] | f_cellar_cond | f_cellar_cond |  |  | 1 | #REF!
[5 empty] | f_attic_cond | f_attic_cond |  |  | 1 | #REF!
[5 empty] | type_roofshape | type_roofshape |  |  | 1 | #REF!
[5 empty] | attic_insulated_not_cond | attic_insulated_not_cond |  |  | 1 | #REF!
1
[5 empty] | f_massive_roof | f_massive_roof |  |  | 1 | #REF!
[5 empty] | f_massive_top_ceiling | f_massive_top_ceiling |  |  | 1 | #REF!
[5 empty] | f_massive_wall | f_massive_wall |  |  | 1 | #REF!
[5 empty] | f_massive_floor | f_massive_floor |  |  | 1 | #REF!
[5 empty] | f_wood_roof | f_wood_roof |  |  | 1 | #REF!
[5 empty] | f_wood_top_ceiling | f_wood_top_ceiling |  |  | 1 | #REF!
[5 empty] | f_wood_wall | f_wood_wall |  |  | 1 | #REF!
[5 empty] | f_wood_floor | f_wood_floor |  |  | 1 | #REF!
[5 empty] | d_insulation_roof | d_insulation_roof |  |  | 1 | #REF!
[5 empty] | d_insulation_top_ceiling | d_insulation_top_ceiling |  |  | 1 | #REF!
[5 empty] | d_insulation_wall | d_insulation_wall |  |  | 1 | #REF!
[5 empty] | d_insulation_floor | d_insulation_floor |  |  | 1 | #REF!
[5 empty] | lambda_roof | lambda_roof |  |  | 1 | #REF!
[5 empty] | lambda_top_ceiling | lambda_top_ceiling |  |  | 1 | #REF!
[5 empty] | lambda_wall | lambda_wall |  |  | 1 | #REF!
[5 empty] | lambda_floor | lambda_floor |  |  | 1 | #REF!
[5 empty] | f_insulation_roof | f_insulation_roof |  |  | 1 | 0%
[5 empty] | f_insulation_top_ceiling | f_insulation_top_ceiling |  |  | 1 | 0%
[5 empty] | f_insulation_wall | f_insulation_wall |  |  | 1 | 0%
[5 empty] | f_insulation_floor | f_insulation_floor |  |  | 1 | 0%
1
[5 empty] | f_panes_1p | f_panes_1p |  |  | 1 | #REF!
[5 empty] | f_panes_2p | f_panes_2p |  |  | 1 | #REF!
[5 empty] | f_panes_2pt | f_panes_2pt |  |  | 1 | #REF!
[5 empty] | f_panes_3p | f_panes_3p |  |  | 1 | #REF!
[5 empty] | f_panes_3pt | f_panes_3pt |  |  | 1 | #REF!
[5 empty] | type_frames_wood | type_frames_wood |  |  | 1 | #REF!
[5 empty] | type_frames_plastic | type_frames_plastic |  |  | 1 | #REF!
[5 empty] | type_frames_metal | type_frames_metal |  |  | 1 | #REF!
[5 empty] | type_frames_insulated | type_frames_insulated |  |  | 1 | #REF!
[5 empty] | year_window | year_window |  |  | 1 | #REF!
[5 empty] | U_win_direct | U_win_direct |  |  | 1 | #REF!
1
[5 empty] | roller_blind | roller_blind |  |  | 1 | #REF!
[5 empty] | radiator_recess | radiator_recess |  |  | 1 | #REF!
[5 empty] | type_constr_special | type_constr_special |  |  | 1 | #REF!
1
[5 empty] | table_sys_w | table_sys_w |  |  | 1 | #REF!
[5 empty] | table_sys_v | table_sys_v |  |  | 1 | #REF!
[5 empty] | table_sys_h | table_sys_h |  |  | 1 | #REF!
[5 empty] | table_energyware | table_energyware |  |  | 1 | #REF!
1
[5 empty] | method_sys | method_sys |  |  | 1 | #REF!
1
[5 empty] | sys_h_name_1 | sys_h_name_1 |  |  | 1 | boiler
[5 empty] | sys_h_fraction_1 | sys_h_fraction_1 |  |  | 1 | #REF!
[5 empty] | sys_hce_type_1 | sys_hce_type_1 |  |  | 1 | c_th
[5 empty] | sys_hd_type_1 | sys_hd_type_1 |  |  | 1 | #REF!
[5 empty] | sys_hs_type_1 | sys_hs_type_1 |  |  | 1 | 0
[5 empty] | sys_hg_type_1 | sys_hg_type_1 |  |  | 1 | #REF!
[5 empty] | sys_h_ew_type_1 | sys_h_ew_type_1 |  |  | 1 | #REF!
1
[5 empty] | sys_h_name_2 | sys_h_name_2 |  |  | 1 | wood boiler
[5 empty] | sys_h_fraction_2 | sys_h_fraction_2 |  |  | 1 | #REF!
[5 empty] | sys_hce_type_2 | sys_hce_type_2 |  |  | 1 | c_th
[5 empty] | sys_hd_type_2 | sys_hd_type_2 |  |  | 1 | #REF!
[5 empty] | sys_hs_type_2 | sys_hs_type_2 |  |  | 1 | bs_wood_C
[5 empty] | sys_hg_type_2 | sys_hg_type_2 |  |  | 1 | b_ct_C
[5 empty] | sys_h_ew_type_2 | sys_h_ew_type_2 |  |  | 1 | bio_fw
1
[5 empty] | sys_h_name_3 | sys_h_name_3 |  |  | 1 | heatpump
[5 empty] | sys_h_fraction_3 | sys_h_fraction_3 |  |  | 1 | #REF!
[5 empty] | sys_hce_type_3 | sys_hce_type_3 |  |  | 1 | c_th
[5 empty] | sys_hd_type_3 | sys_hd_type_3 |  |  | 1 | #REF!
[5 empty] | sys_hs_type_3 | sys_hs_type_3 |  |  | 1 | bs_el_C
[5 empty] | sys_hg_type_3 | sys_hg_type_3 |  |  | 1 | hp_air_hr_C
[5 empty] | sys_h_ew_type_3 | sys_h_ew_type_3 |  |  | 1 | el_op
1
[5 empty] | sys_h_name_4 | sys_h_name_4 |  |  | 1 | electric storage
[5 empty] | sys_h_fraction_4 | sys_h_fraction_4 |  |  | 1 | #REF!
[5 empty] | sys_hce_type_4 | sys_hce_type_4 |  |  | 1 | c_th
[5 empty] | sys_hd_type_4 | sys_hd_type_4 |  |  | 1 | #REF!
[5 empty] | sys_hs_type_4 | sys_hs_type_4 |  |  | 1 | bs_el_C
[5 empty] | sys_hg_type_4 | sys_hg_type_4 |  |  | 1 | ehr
[5 empty] | sys_h_ew_type_4 | sys_h_ew_type_4 |  |  | 1 | el_op
1
[5 empty] | sys_h_name_5 | sys_h_name_5 |  |  | 1 | district heating
[5 empty] | sys_h_fraction_5 | sys_h_fraction_5 |  |  | 1 | #REF!
[5 empty] | sys_hce_type_5 | sys_hce_type_5 |  |  | 1 | c_th
[5 empty] | sys_hd_type_5 | sys_hd_type_5 |  |  | 1 | #REF!
[5 empty] | sys_hs_type_5 | sys_hs_type_5 |  |  | 1 | 0
[5 empty] | sys_hg_type_5 | sys_hg_type_5 |  |  | 1 | dh_ts
[5 empty] | sys_h_ew_type_5 | sys_h_ew_type_5 |  |  | 1 | #REF!
1
[5 empty] | sys_h_name_6 | sys_h_name_6 |  |  | 1 | oil stove
[5 empty] | sys_h_fraction_6 | sys_h_fraction_6 |  |  | 1 | #REF!
[5 empty] | sys_hce_type_6 | sys_hce_type_6 |  |  | 1 | c_th
[5 empty] | sys_hd_type_6 | sys_hd_type_6 |  |  | 1 | d
[5 empty] | sys_hs_type_6 | sys_hs_type_6 |  |  | 1 | 0
[5 empty] | sys_hg_type_6 | sys_hg_type_6 |  |  | 1 | stove_liquid
[5 empty] | sys_h_ew_type_6 | sys_h_ew_type_6 |  |  | 1 | oil
1
[5 empty] | sys_h_name_7 | sys_h_name_7 |  |  | 1 | coal stove
[5 empty] | sys_h_fraction_7 | sys_h_fraction_7 |  |  | 1 | #REF!
[5 empty] | sys_hce_type_7 | sys_hce_type_7 |  |  | 1 | c_man
[5 empty] | sys_hd_type_7 | sys_hd_type_7 |  |  | 1 | d
[5 empty] | sys_hs_type_7 | sys_hs_type_7 |  |  | 1 | 0
[5 empty] | sys_hg_type_7 | sys_hg_type_7 |  |  | 1 | stove_solid
[5 empty] | sys_h_ew_type_7 | sys_h_ew_type_7 |  |  | 1 | coal_hard
1
[5 empty] | sys_h_name_8 | sys_h_name_8 |  |  | 1 | wood stove
[5 empty] | sys_h_fraction_8 | sys_h_fraction_8 |  |  | 1 | #REF!
[5 empty] | sys_hce_type_8 | sys_hce_type_8 |  |  | 1 | c_man
[5 empty] | sys_hd_type_8 | sys_hd_type_8 |  |  | 1 | d
[5 empty] | sys_hs_type_8 | sys_hs_type_8 |  |  | 1 | 0
[5 empty] | sys_hg_type_8 | sys_hg_type_8 |  |  | 1 | stove_solid
[5 empty] | sys_h_ew_type_8 | sys_h_ew_type_8 |  |  | 1 | bio_fw
1
[5 empty] | sys_h_name_9 | sys_h_name_9 |  |  | 1 | gas stove
[5 empty] | sys_h_fraction_9 | sys_h_fraction_9 |  |  | 1 | #REF!
[5 empty] | sys_hce_type_9 | sys_hce_type_9 |  |  | 1 | c_th
[5 empty] | sys_hd_type_9 | sys_hd_type_9 |  |  | 1 | d
[5 empty] | sys_hs_type_9 | sys_hs_type_9 |  |  | 1 | 0
[5 empty] | sys_hg_type_9 | sys_hg_type_9 |  |  | 1 | gsh
[5 empty] | sys_h_ew_type_9 | sys_h_ew_type_9 |  |  | 1 | gas_E
1
[5 empty] | sys_h_name_10 | sys_h_name_10 |  |  | 1 | electric stove
[5 empty] | sys_h_fraction_10 | sys_h_fraction_10 |  |  | 1 | #REF!
[5 empty] | sys_hce_type_10 | sys_hce_type_10 |  |  | 1 | c_th
[5 empty] | sys_hd_type_10 | sys_hd_type_10 |  |  | 1 | d
[5 empty] | sys_hs_type_10 | sys_hs_type_10 |  |  | 1 | 0
[5 empty] | sys_hg_type_10 | sys_hg_type_10 |  |  | 1 | #REF!
[5 empty] | sys_h_ew_type_10 | sys_h_ew_type_10 |  |  | 1 | #REF!
1
[5 empty] | sys_h_name_11 | sys_h_name_11 |  |  | 1 | mechanical ventilation
[5 empty] | sys_h_fraction_11 | sys_h_fraction_11 |  |  | 1 | T
[5 empty] | sys_hce_type_11 | sys_hce_type_11 |  |  | 1 | 0
[5 empty] | sys_hd_type_11 | sys_hd_type_11 |  |  | 1
[5 empty] | sys_hs_type_11 | sys_hs_type_11 |  |  | 1 | 0
[5 empty] | sys_hg_type_11 | sys_hg_type_11 |  |  | 1
[5 empty] | sys_h_ew_type_11 | sys_h_ew_type_11 |  |  | 1 | 0
1
[5 empty] | sys_h_name_12 | sys_h_name_12 |  |  | 1 | 0
[5 empty] | sys_h_fraction_12 | sys_h_fraction_12 |  |  | 1 | 0
[5 empty] | sys_hce_type_12 | sys_hce_type_12 |  |  | 1 | 0
[5 empty] | sys_hd_type_12 | sys_hd_type_12 |  |  | 1 | 0
[5 empty] | sys_hs_type_12 | sys_hs_type_12 |  |  | 1 | 0
[5 empty] | sys_hg_type_12 | sys_hg_type_12 |  |  | 1 | 0
[5 empty] | sys_h_ew_type_12 | sys_h_ew_type_12 |  |  | 1 | 0
1
[5 empty] | sys_w_name_1 | sys_w_name_1 |  |  | 1 | boiler
[5 empty] | sys_w_fraction_1 | sys_w_fraction_1 |  |  | 1 | #REF!
[5 empty] | sys_wd_type_1 | sys_wd_type_1 |  |  | 1 | #REF!
[5 empty] | sys_ws_type_1 | sys_ws_type_1 |  |  | 1 | #REF!
[5 empty] | sys_wg_type_1 | sys_wg_type_1 |  |  | 1 | #REF!
[5 empty] | sys_w_ew_type_1 | sys_w_ew_type_1 |  |  | 1 | #REF!
1
[5 empty] | sys_w_name_2 | sys_w_name_2 |  |  | 1 | wood boiler
[5 empty] | sys_w_fraction_2 | sys_w_fraction_2 |  |  | 1 | #REF!
[5 empty] | sys_wd_type_2 | sys_wd_type_2 |  |  | 1 | #REF!
[5 empty] | sys_ws_type_2 | sys_ws_type_2 |  |  | 1 | #REF!
[5 empty] | sys_wg_type_2 | sys_wg_type_2 |  |  | 1 | b_ct_C
[5 empty] | sys_w_ew_type_2 | sys_w_ew_type_2 |  |  | 1 | bio_fw
1
[5 empty] | sys_w_name_3 | sys_w_name_3 |  |  | 1 | heatpump
[5 empty] | sys_w_fraction_3 | sys_w_fraction_3 |  |  | 1 | #REF!
[5 empty] | sys_wd_type_3 | sys_wd_type_3 |  |  | 1 | #REF!
[5 empty] | sys_ws_type_3 | sys_ws_type_3 |  |  | 1 | #REF!
[5 empty] | sys_wg_type_3 | sys_wg_type_3 |  |  | 1 | hp_air_hr_C
[5 empty] | sys_w_ew_type_3 | sys_w_ew_type_3 |  |  | 1 | el_op
1
[5 empty] | sys_w_name_4 | sys_w_name_4 |  |  | 1 | district heating
[5 empty] | sys_w_fraction_4 | sys_w_fraction_4 |  |  | 1 | #REF!
[5 empty] | sys_wd_type_4 | sys_wd_type_4 |  |  | 1 | #REF!
[5 empty] | sys_ws_type_4 | sys_ws_type_4 |  |  | 1 | #REF!
[5 empty] | sys_wg_type_4 | sys_wg_type_4 |  |  | 1 | dh_ts
[5 empty] | sys_w_ew_type_4 | sys_w_ew_type_4 |  |  | 1 | #REF!
1
[5 empty] | sys_w_name_5 | sys_w_name_5 |  |  | 1 | directly gas heated storage
[5 empty] | sys_w_fraction_5 | sys_w_fraction_5 |  |  | 1 | #REF!
[5 empty] | sys_wd_type_5 | sys_wd_type_5 |  |  | 1 | #REF!
[5 empty] | sys_ws_type_5 | sys_ws_type_5 |  |  | 1 | ghs
[5 empty] | sys_wg_type_5 | sys_wg_type_5 |  |  | 1 | ghs
[5 empty] | sys_w_ew_type_5 | sys_w_ew_type_5 |  |  | 1 | gas_E
1
[5 empty] | sys_w_name_6 | sys_w_name_6 |  |  | 1 | central electric storage
[5 empty] | sys_w_fraction_6 | sys_w_fraction_6 |  |  | 1 | #REF!
[5 empty] | sys_wd_type_6 | sys_wd_type_6 |  |  | 1 | #REF!
[5 empty] | sys_ws_type_6 | sys_ws_type_6 |  |  | 1 | #REF!
[5 empty] | sys_wg_type_6 | sys_wg_type_6 |  |  | 1 | ehr
[5 empty] | sys_w_ew_type_6 | sys_w_ew_type_6 |  |  | 1 | el_op
1
[5 empty] | sys_w_name_7 | sys_w_name_7 |  |  | 1 | heat pump cellar / external air
[5 empty] | sys_w_fraction_7 | sys_w_fraction_7 |  |  | 1 | #REF!
[5 empty] | sys_wd_type_7 | sys_wd_type_7 |  |  | 1 | #REF!
[5 empty] | sys_ws_type_7 | sys_ws_type_7 |  |  | 1 | #REF!
[5 empty] | sys_wg_type_7 | sys_wg_type_7 |  |  | 1 | hp_cellar_hr_C
[5 empty] | sys_w_ew_type_7 | sys_w_ew_type_7 |  |  | 1 | el_op
1
[5 empty] | sys_w_name_8 | sys_w_name_8 |  |  | 1 | gas-fired water heater
[5 empty] | sys_w_fraction_8 | sys_w_fraction_8 |  |  | 1 | #REF!
[5 empty] | sys_wd_type_8 | sys_wd_type_8 |  |  | 1 | #REF!
[5 empty] | sys_ws_type_8 | sys_ws_type_8 |  |  | 1 | 0
[5 empty] | sys_wg_type_8 | sys_wg_type_8 |  |  | 1 | #REF!
[5 empty] | sys_w_ew_type_8 | sys_w_ew_type_8 |  |  | 1 | gas_E
1
[5 empty] | sys_w_name_9 | sys_w_name_9 |  |  | 1 | electric water heater
[5 empty] | sys_w_fraction_9 | sys_w_fraction_9 |  |  | 1 | #REF!
[5 empty] | sys_wd_type_9 | sys_wd_type_9 |  |  | 1 | #REF!
[5 empty] | sys_ws_type_9 | sys_ws_type_9 |  |  | 1 | 0
[5 empty] | sys_wg_type_9 | sys_wg_type_9 |  |  | 1 | eiwh
[5 empty] | sys_w_ew_type_9 | sys_w_ew_type_9 |  |  | 1 | el
1
[5 empty] | sys_w_name_10 | sys_w_name_10 |  |  | 1 | electric water storage
[5 empty] | sys_w_fraction_10 | sys_w_fraction_10 |  |  | 1 | #REF!
[5 empty] | sys_wd_type_10 | sys_wd_type_10 |  |  | 1 | #REF!
[5 empty] | sys_ws_type_10 | sys_ws_type_10 |  |  | 1 | #REF!
[5 empty] | sys_wg_type_10 | sys_wg_type_10 |  |  | 1 | ehr
[5 empty] | sys_w_ew_type_10 | sys_w_ew_type_10 |  |  | 1 | el
1
[5 empty] | sys_w_name_11 | sys_w_name_11 |  |  | 1 | solar
[5 empty] | sys_w_fraction_11 | sys_w_fraction_11 |  |  | 1 | #REF!
[5 empty] | sys_wd_type_11 | sys_wd_type_11 |  |  | 1 | #REF!
[5 empty] | sys_ws_type_11 | sys_ws_type_11 |  |  | 1 | #REF!
[5 empty] | sys_wg_type_11 | sys_wg_type_11 |  |  | 1 | solar
[5 empty] | sys_w_ew_type_11 | sys_w_ew_type_11 |  |  | 1 | sun
1
[5 empty] | sys_w_name_12 | sys_w_name_12 |  |  | 1 | 0
[5 empty] | sys_w_fraction_12 | sys_w_fraction_12 |  |  | 1 | 0
[5 empty] | sys_wd_type_12 | sys_wd_type_12 |  |  | 1 | 0
[5 empty] | sys_ws_type_12 | sys_ws_type_12 |  |  | 1 | 0
[5 empty] | sys_wg_type_12 | sys_wg_type_12 |  |  | 1 | 0
[5 empty] | sys_w_ew_type_12 | sys_w_ew_type_12 |  |  | 1 | 0
1
1
1
1
[5 empty] | consumption_oil | consumption_oil |  |  | 1 | #REF!
[5 empty] | consumption_natural_gas | consumption_natural_gas |  |  | 1 | #REF!
[5 empty] | type_measurement_natural_gas | type_measurement_natural_gas |  |  | 1 | kWh
[5 empty] | consumption_liquid_gas | consumption_liquid_gas |  |  | 1 | #REF!
[5 empty] | consumption_coal | consumption_coal |  |  | 1 | #REF!
[5 empty] | consumption_dh | consumption_dh |  |  | 1 | #REF!
[5 empty] | consumption_el | consumption_el |  |  | 1 | #REF!
[5 empty] | consumption_firewood | consumption_firewood |  |  | 1 | #REF!
[5 empty] | consumption_woodpellets | consumption_woodpellets |  |  | 1 | #REF!
[5 empty] | consumption_uses | consumption_uses |  |  | 1 | h+w
[5 empty] | consumption_year1 | consumption_year1 |  |  | 1 | #REF!
[5 empty] | consumption_year2 | consumption_year2 |  |  | 1 | #REF!
1
|  |  | neue Daten / ab: 04-09-2007 |  | type_intake_envelope | type_intake_envelope |  |  | 1 | #REF!
[5 empty] | type_envelope_simplifications | type_envelope_simplifications |  |  | 1 | #REF!
1
[5 empty] | n_dormers | n_dormers |  |  | 1 | #REF!
[5 empty] | length_dormer | length_dormer |  |  | 1 | #REF!
1
[5 empty] | V_e | V_e |  |  | 1 | #REF!
[5 empty] | h_storey | h_storey |  |  | 1 | #REF!
[5 empty] | A_roof | A_roof |  |  | 1 | #REF!
[5 empty] | A_topceiling | A_topceiling |  |  | 1 | #REF!
[5 empty] | A_wall | A_wall |  |  | 1 | #REF!
[5 empty] | A_floor | A_floor |  |  | 1 | #REF!
[5 empty] | A_wall_soil | A_wall_soil |  |  | 1 | #REF!
[5 empty] | A_win | A_win |  |  | 1 | #REF!
[5 empty] | A_roller_blind_case | A_roller_blind_case |  |  | 1 | #REF!
[5 empty] | A_radiator_recess | A_radiator_recess |  |  | 1 | #REF!
[5 empty] | A_win_S | A_win_S |  |  | 1 | #REF!
[5 empty] | A_win_E_W | A_win_E_W |  |  | 1 | #REF!
[5 empty] | A_win_N | A_win_N |  |  | 1 | #REF!
[5 empty] | A_win_SW_SE | A_win_SW_SE |  |  | 1 | #REF!
[5 empty] | A_win_NW_NE | A_win_NW_NE |  |  | 1 | #REF!
[5 empty] | A_win_H | A_win_H |  |  | 1 | #REF!
1
[5 empty] | type_intake_U_value | type_intake_U_value |  |  | 1 | #REF!
1
[5 empty] | U_roof | U_roof |  |  | 1 | #REF!
[5 empty] | U_topceiling | U_topceiling |  |  | 1 | #REF!
[5 empty] | U_wall | U_wall |  |  | 1 | #REF!
[5 empty] | U_floor | U_floor |  |  | 1 | #REF!
[5 empty] | U_wall_soil | U_wall_soil |  |  | 1 | #REF!
[5 empty] | U_win | U_win |  |  | 1 | #REF!
[5 empty] | U_roller_blind_case | U_roller_blind_case |  |  | 1 | #REF!
[5 empty] | U_radiator_recess | U_radiator_recess |  |  | 1 | #REF!
[5 empty] | g_win_orthogonal | g_win_orthogonal |  |  | 1 | #REF!
[5 empty] | F_shade | F_shade |  |  | 1 | #REF!
[5 empty] | F_frame | F_frame |  |  | 1 | #REF!
1
[5 empty] | type_thermal_bridges | type_thermal_bridges |  |  | 1 | standard
1
[5 empty] | modernisation_in_consumption_period | modernisation_in_consumption_period |  |  | 1 | #REF!
1
[5 empty] | OB_type_intake_ventilation | OB_type_intake_ventilation |  |  | 1 | 0
[5 empty] | n_vent_mech | n_vent_mech |  |  | 1 | #REF!
[5 empty] | n_vent_other | n_vent_other |  |  | 1 | #REF!
[5 empty] | eta_vent_rec | eta_vent_rec |  |  | 1 | #REF!
[5 empty] | type_airtight | type_airtight |  |  | 1 | normal
[5 empty] | indicator_completeness_envelope | indicator_completeness_envelope |  |  | 1 | nicht belegt
[5 empty] | indicator_completeness_heating_system | indicator_completeness_heating_system |  |  | 1 | #REF!
[5 empty] | indicator_completeness_dhw_system | indicator_completeness_dhw_system |  |  | 1 | #REF!
DataOut_Workbook
|  | Output | [7 empty] | var1 | var2
[6 empty] | Q.Name | Q.Bereich | Q.Transformation | Q.aktiv | var1 | var2
Q.Bereich
Q.Transformation
[6 empty] | Q.aktiv |  |  | TRUE | 1
General data
3 |  |  |  | m² | A_ref | A_ref | DataOut_CalcBuilding | 0 | 1 | #REF!
4 |  | type reference area |  |  | type_ref_area | type_ref_area | DataIn_CalcBuilding | 0 | 1 | #REF!
5 |  | living area |  | m² | A_C_living_out | A_W | DataIn_CalcBuilding | 0 | 1 | #REF!
6 |  | conditioned floor area according to national regulations |  | m² | A_C_national | A_C_national | DataOut_CalcBuilding | 0 | 1 | #REF!
7 |  | Gebäudebaujahr Anfang Zeitraum 1 |  |  | year_building_1 | year_building | DataIn_Workbook | 0 | 1 | #REF!
8 |  | Gebäudebaujahr Anfang Zeitraum 2 |  |  | year_building_2 | year_building | DataIn_Workbook | 0 | 1 | #REF!
| Building data | [7 empty] | 1
1
9 |  | conditioned building volume (external dimensions) |  | m³ | V_e_out | V_e | DataIn_CalcBuilding | 0 | 1 | #REF!
1
10 |  | envelope area | roof |  | A_roof_out | A_Bt1 | DataIn_CalcBuilding | 0 | 1 | #REF!
11 |  | envelope area | top storey ceiling |  | A_topceiling_out | A_Bt2 | DataIn_CalcBuilding | 0 | 1 | #REF!
12 |  | envelope area | wall |  | A_wall_out | A_Bt3 | DataIn_CalcBuilding | 0 | 1 | #REF!
13 |  | envelope area | floor to cellar or soil |  | A_floor_out | A_Bt4 | DataIn_CalcBuilding | 0 | 1 | #REF!
14 |  | envelope area | wall to cellar or soil |  | A_wall_cellar_out | A_Bt5 | DataIn_CalcBuilding | 0 | 1 | #REF!
15 |  | envelope area | window |  | A_window_out | A_Bt6 | DataIn_CalcBuilding | 0 | 1 | #REF!
16 |  | envelope area | roller blind |  | A_rollerblind_out | A_Bt7 | DataIn_CalcBuilding | 0 | 1 | #REF!
17 |  | envelope area | radiator recess |  | A_radiator_recess_out | A_Bt8 | DataIn_CalcBuilding | 0 | 1 | #REF!
18 |  | envelope area | further envelope area 1 |  | A_further1_out
19 |  | envelope area | further envelope area 2 |  | A_further2_out
20 |  | U-value | roof |  | U0_roof_out | U0_element1 | DataOut_CalcU | 0 | 1 | #REF!
21 |  | U-value | top storey ceiling |  | U0_topceiling_out | U0_element2 | DataOut_CalcU | 0 | 1 | #REF!
22 |  | U-value | wall |  | U0_wall_out | U0_element3 | DataOut_CalcU | 0 | 1 | #REF!
23 |  | U-value | floor to cellar or soil |  | U0_floor_out | U0_element4 | DataOut_CalcU | 0 | 1 | #REF!
24 |  | U-value | wall to cellar or soil |  | U0_wall_cellar_out | U0_element5 | DataOut_CalcU | 0 | 1 | #REF!
25 |  | U-value | window |  | U0_window_out | U0_element6 | DataOut_CalcU | 0 | 1 | 0
26 |  | U-value | roller blind |  | U0_rollerblind_out | U0_element7 | DataOut_CalcU | 0 | 1 | #REF!
27 |  | U-value | radiator recess |  | U0_radiator_recess_out | U0_element8 | DataOut_CalcU | 0 | 1 | #REF!
28 |  | U-value | radiator recess |  | U0_further1_out
29 |  | U-value | radiator recess |  | U0_further2_out
30 |  | U-value | roof |  | U_roof_out | U_Bt1 | DataIn_CalcBuilding | 0 | 1 | #REF!
31 |  | U-value | top storey ceiling |  | U_topceiling_out | U_Bt2 | DataIn_CalcBuilding | 0 | 1 | #REF!
32 |  | U-value | wall |  | U_wall_out | U_Bt3 | DataIn_CalcBuilding | 0 | 1 | #REF!
33 |  | U-value | floor to cellar or soil |  | U_floor_out | U_Bt4 | DataIn_CalcBuilding | 0 | 1 | #REF!
34 |  | U-value | wall to cellar or soil |  | U_wall_cellar_out | U_Bt5 | DataIn_CalcBuilding | 0 | 1 | #REF!
35 |  | U-value | window |  | U_window_out | U_Bt6 | DataIn_CalcBuilding | 0 | 1 | #REF!
36 |  | U-value | roller blind |  | U_rollerblind_out | U_Bt7 | DataIn_CalcBuilding | 0 | 1 | #REF!
37 |  | U-value | radiator recess |  | U_radiator_recess_out | U_Bt8 | DataIn_CalcBuilding | 0 | 1 | #REF!
38 |  | U-value | radiator recess |  | U_further1_out
39 |  | U-value | radiator recess |  | U_further2_out
40 |  |  |  |  | f_insulation_roof_out | f_insulation_element1 | DataIn_CalcU | 0 | 1 | 0
41 |  |  |  |  | f_insulation_topceiling_out | f_insulation_element2 | DataIn_CalcU | 0 | 1 | 0
42 |  |  |  |  | f_insulation_wall_out | f_insulation_element3 | DataIn_CalcU | 0 | 1 | 0
43 |  |  |  |  | f_insulation_floor_out | f_insulation_element4 | DataIn_CalcU | 0 | 1 | 0
44 |  |  |  |  | f_insulation_cellar_out | f_insulation_element5 | DataIn_CalcU | 0 | 1 | 0
1
45 |  |  |  |  | f_insulation_rollerblind_out | f_insulation_element7 | DataIn_CalcU | 0 | 1 | 0
46 |  |  |  |  | f_insulation_radiator_recess_out | f_insulation_element8 | DataIn_CalcU | 0 | 1 | 0
1
47 |  |  |  |  | d_insulation_roof_out | d_insulation_element1 | DataIn_CalcU | 0 | 1 | #REF!
48 |  |  |  |  | d_insulation_topceiling_out | d_insulation_element2 | DataIn_CalcU | 0 | 1 | #REF!
49 |  |  |  |  | d_insulation_wall_out | d_insulation_element3 | DataIn_CalcU | 0 | 1 | #REF!
50 |  |  |  |  | d_insulation_floor_out | d_insulation_element4 | DataIn_CalcU | 0 | 1 | #REF!
51 |  |  |  |  | d_insulation_cellar_out | d_insulation_element5 | DataIn_CalcU | 0 | 1 | #REF!
1
52 |  |  |  |  | d_insulation_rollerblind_out | d_insulation_element7 | DataIn_CalcU | 0 | 1 | #REF!
53 |  |  |  |  | d_insulation_radiator_recess_out | d_insulation_element8 | DataIn_CalcU | 0 | 1 | #REF!
1
54 |  |  |  |  | lambda_roof_out | lambda_element1 | DataIn_CalcU | 0 | 1 | #REF!
55 |  |  |  |  | lambda_topceiling_out | lambda_element2 | DataIn_CalcU | 0 | 1 | #REF!
56 |  |  |  |  | lambda_wall_out | lambda_element3 | DataIn_CalcU | 0 | 1 | #REF!
57 |  |  |  |  | lambda_floor_out | lambda_element4 | DataIn_CalcU | 0 | 1 | #REF!
58 |  |  |  |  | lambda_cellar_out | lambda_element5 | DataIn_CalcU | 0 | 1 | #REF!
1
59 |  |  |  |  | lambda_rollerblind_out | lambda_element7 | DataIn_CalcU | 0 | 1 | #REF!
60 |  |  |  |  | lambda_radiator_recess_out | lambda_element8 | DataIn_CalcU | 0 | 1 | #REF!
1
61 |  |  |  |  | f_panes_1p_out | f_panes_1p | DataIn_CalcU | 0 | 1 | #REF!
62 |  |  |  |  | f_panes_2p_out | f_panes_2p | DataIn_CalcU | 0 | 1 | #REF!
63 |  |  |  |  | f_panes_2pt_out | f_panes_2pt | DataIn_CalcU | 0 | 1 | #REF!
64 |  |  |  |  | f_panes_3p_out | f_panes_3p | DataIn_CalcU | 0 | 1 | #REF!
65 |  |  |  |  | f_panes_3pt_out | f_panes_3pt | DataIn_CalcU | 0 | 1 | #REF!
66 |  |  |  |  | U_panes_1p_out | U_panes_1p_out | DataOut_CalcU | 0 | 1 | #VALUE!
67 |  |  |  |  | U_panes_2p_out | U_panes_2p_out | DataOut_CalcU | 0 | 1 | #VALUE!
68 |  |  |  |  | U_panes_2pt_out | U_panes_2pt_out | DataOut_CalcU | 0 | 1 | #VALUE!
69 |  |  |  |  | U_panes_3p_out | U_panes_3p_out | DataOut_CalcU | 0 | 1 | #VALUE!
70 |  |  |  |  | U_panes_3pt_out | U_panes_3pt_out | DataOut_CalcU | 0 | 1 | #REF!
Boundary Conditions
71 |  | Raumsolltemperatur |  | °C | theta_i_setpoint | theta_i_soll | DataOut_CalcBuilding | 0 | 1 | #REF!
72 |  | Reduktionsfaktor zeitlich eingeschränkte Beheizung |  |  | f_tr | f_ze | DataOut_CalcBuilding | 0 | 1 | #VALUE!
73 |  | Reduktionsfaktor räumlich eingeschränkte Beheizung |  |  | f_sr | f_re | DataOut_CalcBuilding | 0 | 1 | #VALUE!
74 |  | mittlere Raumtemperatur Heizzeit |  | °C | theta_i_m | theta_i_m | DataOut_CalcBuilding | 0 | 1 | #REF!
75 |  | temperaturspezif. Transmissionswärmeverlust |  | W/K | H_T | H_T | DataOut_CalcBuilding | 0 | 1 | #REF!
76 |  | Luftwechsel |  | 1/h | n_V | n_L | DataOut_CalcBuilding | 0 | 1 | #VALUE!
77 |  | temperaturspezif. Lüftungswärmeverlust |  | W/K | H_V | H_L | DataOut_CalcBuilding | 0 | 1 | #VALUE!
78 |  | energetischer Gebäudestandard |  | W/(m²K) | h_Aref | h_bezogen_auf_A_EB | DataOut_CalcBuilding | 0 | 1 | #REF!
79 |  | Heizgrenztemperatur |  | °C | theta_hl | theta_HG | DataOut_CalcBuilding | 0 | 1 | #VALUE!
80 |  | Länge der Heizperiode (Bilanzzeit) |  | d/a | t_hp | t_hp | DataOut_CalcBuilding | 0 | 1 | #VALUE!
81 |  | Gradtagszahlfaktor (ohne Berücks. eingeschr. Beheizung) |  | kKh/a | f_hdd | f_GT | DataOut_CalcBuilding | 0 | 1 | #REF!
1
| Energy Balance | [7 empty] | 1
1
82 |  | Transmissionswärmeverluste Bauteil 1 |  | kWh/(m²a) | q_T_roof | q_T_Bt1 | DataOut_CalcBuilding | 0 | 1 | #REF!
83 |  | Transmissionswärmeverluste Bauteil 2 |  | kWh/(m²a) | q_T_topceiling | q_T_Bt2 | DataOut_CalcBuilding | 0 | 1 | #REF!
84 |  | Transmissionswärmeverluste Bauteil 3 |  | kWh/(m²a) | q_T_wall | q_T_Bt3 | DataOut_CalcBuilding | 0 | 1 | #REF!
85 |  | Transmissionswärmeverluste Bauteil 4 |  | kWh/(m²a) | q_T_floor | q_T_Bt4 | DataOut_CalcBuilding | 0 | 1 | #REF!
86 |  | Transmissionswärmeverluste Bauteil 5 |  | kWh/(m²a) | q_T_wall_cellar | q_T_Bt5 | DataOut_CalcBuilding | 0 | 1 | #REF!
87 |  | Transmissionswärmeverluste Bauteil 6 |  | kWh/(m²a) | q_T_window | q_T_Bt6 | DataOut_CalcBuilding | 0 | 1 | #REF!
88 |  | Transmissionswärmeverluste Bauteil 7 |  | kWh/(m²a) | q_T_other1 | q_T_Bt7 | DataOut_CalcBuilding | 0 | 1 | #REF!
89 |  | Transmissionswärmeverluste Bauteil 8 |  | kWh/(m²a) | q_T_other2 | q_T_Bt8 | DataOut_CalcBuilding | 0 | 1 | #REF!
90 |  | Transmissionswärmeverluste Wärmebrücken |  | kWh/(m²a) | q_T_thermal_bridges | q_T_WBZ | DataOut_CalcBuilding | 0 | 1 | #REF!
91 |  | Transmissionswärmeverluste Zuschlag |  | kWh/(m²a) | q_T_supplement | q_T_supplement | DataOut_CalcBuilding | 0 | 1 | #REF!
1
92 |  | Lüftungswärmeverluste |  | kWh/(m²a) | q_V | q_V | DataOut_CalcBuilding | 0 | 1 | #VALUE!
1
93 |  | jährliche Wärmeverluste |  | kWh/(m²a) | q_L | q_L | DataOut_CalcBuilding | 0 | 1 | #REF!
94 |  | jährlicher solarer Wärmeeintrag |  | kWh/(m²a) | q_S | q_S | DataOut_CalcBuilding | 0 | 1 | #REF!
95 |  | jährliche innere Wärmequellen |  | kWh/(m²a) | q_I | q_I | DataOut_CalcBuilding | 0 | 1 | #VALUE!
96 |  | Ausnutzungsgrad Wärmegewinne |  |  | eta_G | eta_G | DataOut_CalcBuilding | 0 | 1 | #VALUE!
1
97 |  | gross heat demand of the building, to be covered by heating and ventilation system and by heat gains from hot water system |  | kWh/(m²a) | q_h_gross | q_h_gross | DataOut_CalcSystem_energyware | 0 | 1 | #REF!
98 |  | contribution to heating by hot water system losses |  | kWh/(m²a) | q_h_w | q_h_w | DataOut_CalcSystem_energyware | 0 | 1 | #REF!
99 |  | contribution to heating by mechanical ventilation system |  | kWh/(m²a) | q_h_mv | q_h_mv | DataOut_CalcSystem_energyware | 0 | 1 | #REF!
100 |  |  |  | kWh/(m²a) | q_hce_total | q_hce_total | DataOut_CalcSystem_energyware | 0 | 1 | #REF!
101 |  |  |  | kWh/(m²a) | q_hd_total | q_hd_total | DataOut_CalcSystem_energyware | 0 | 1 | #REF!
102 |  |  |  | kWh/(m²a) | q_hs_total | q_hs_total | DataOut_CalcSystem_energyware | 0 | 1 | #REF!
103 |  |  |  | kWh/(m²a) | q_hg_total | q_hg_total | DataOut_CalcSystem_energyware | 0 | 1 | #REF!
104 |  |  |  | kWh/(m²a) | q_w | q_w_total | DataOut_CalcSystem_energyware | 0 | 1 | error: sum fraction <> 1
105 |  |  |  | kWh/(m²a) | q_wd_total | q_wd_total | DataOut_CalcSystem_energyware | 0 | 1 | #REF!
106 |  |  |  | kWh/(m²a) | q_ws_total | q_ws_total | DataOut_CalcSystem_energyware | 0 | 1 | #REF!
107 |  |  |  | kWh/(m²a) | q_wg_total | q_wg_total | DataOut_CalcSystem_energyware | 0 | 1 | #REF!
Energywares
energyware gas
108 |  | energyware demand | space heating | kWh/(m²a) | q_del_h_gas | q_del_h_gas | DataOut_CalcSystem_energyware | 0 | 1 | #REF!
109 |  | energyware demand | hot water | kWh/(m²a) | q_del_w_gas | q_del_w_gas | DataOut_CalcSystem_energyware | 0 | 1 | #VALUE!
1
|  | energyware oil | [6 empty] | 1
110 |  | energyware demand | space heating | kWh/(m²a) | q_del_h_oil | q_del_h_oil | DataOut_CalcSystem_energyware | 0 | 1 | #REF!
111 |  | energyware demand | hot water | kWh/(m²a) | q_del_w_oil | q_del_w_oil | DataOut_CalcSystem_energyware | 0 | 1 | #VALUE!
1
|  | energyware liquid_gas | [6 empty] | 1
112 |  | energyware demand | space heating | kWh/(m²a) | q_del_h_liquid_gas | q_del_h_liquid_gas | DataOut_CalcSystem_energyware | 0 | 1 | #REF!
113 |  | energyware demand | hot water | kWh/(m²a) | q_del_w_liquid_gas | q_del_w_liquid_gas | DataOut_CalcSystem_energyware | 0 | 1 | #VALUE!
1
|  | energyware coal | [6 empty] | 1
114 |  | energyware demand | space heating | kWh/(m²a) | q_del_h_coal | q_del_h_coal | DataOut_CalcSystem_energyware | 0 | 1 | #REF!
115 |  | energyware demand | hot water | kWh/(m²a) | q_del_w_coal | q_del_w_coal | DataOut_CalcSystem_energyware | 0 | 1 | #VALUE!
1
|  | energyware bio_fw | [6 empty] | 1
116 |  | energyware demand | space heating | kWh/(m²a) | q_del_h_bio_fw | q_del_h_bio_fw | DataOut_CalcSystem_energyware | 0 | 1 | #REF!
117 |  | energyware demand | hot water | kWh/(m²a) | q_del_w_bio_fw | q_del_w_bio_fw | DataOut_CalcSystem_energyware | 0 | 1 | #VALUE!
1
|  | energyware bio_wp | [6 empty] | 1
118 |  | energyware demand | space heating | kWh/(m²a) | q_del_h_bio_wp | q_del_h_bio_wp | DataOut_CalcSystem_energyware | 0 | 1 | #REF!
119 |  | energyware demand | hot water | kWh/(m²a) | q_del_w_bio_wp | q_del_w_bio_wp | DataOut_CalcSystem_energyware | 0 | 1 | #VALUE!
1
|  | energyware bio_wc | [6 empty] | 1
120 |  | energyware demand | space heating | kWh/(m²a) | q_del_h_bio_wc | q_del_h_bio_wc | DataOut_CalcSystem_energyware | 0 | 1 | #REF!
121 |  | energyware demand | hot water | kWh/(m²a) | q_del_w_bio_wc | q_del_w_bio_wc | DataOut_CalcSystem_energyware | 0 | 1 | #VALUE!
1
|  | energyware el | [6 empty] | 1
122 |  | energyware demand | space heating | kWh/(m²a) | q_del_h_el | q_del_h_el | DataOut_CalcSystem_energyware | 0 | 1 | #REF!
123 |  | energyware demand | hot water | kWh/(m²a) | q_del_w_el | q_del_w_el | DataOut_CalcSystem_energyware | 0 | 1 | #VALUE!
1
|  | energyware el_op | [6 empty] | 1
124 |  | energyware demand | space heating | kWh/(m²a) | q_del_h_el_op | q_del_h_el_op | DataOut_CalcSystem_energyware | 0 | 1 | #REF!
125 |  | energyware demand | hot water | kWh/(m²a) | q_del_w_el_op | q_del_w_el_op | DataOut_CalcSystem_energyware | 0 | 1 | #VALUE!
1
|  | energyware el_aux | [6 empty] | 1
126 |  | energyware demand | space heating | kWh/(m²a) | q_del_h_el_aux | q_del_h_el_aux | DataOut_CalcSystem_energyware | 0 | 1 | #REF!
127 |  | energyware demand | hot water | kWh/(m²a) | q_del_w_el_aux | q_del_w_el_aux | DataOut_CalcSystem_energyware | 0 | 1 | #REF!
1
|  | energyware dh | [6 empty] | 1
128 |  | energyware demand | space heating | kWh/(m²a) | q_del_h_dh | q_del_h_dh | DataOut_CalcSystem_energyware | 0 | 1 | #REF!
129 |  | energyware demand | hot water | kWh/(m²a) | q_del_w_dh | q_del_w_dh | DataOut_CalcSystem_energyware | 0 | 1 | #VALUE!
1
|  | energyware sun | [6 empty] | 1
130 |  | energyware demand | space heating | kWh/(m²a) | q_del_h_sun | q_del_h_sun | DataOut_CalcSystem_energyware | 0 | 1 | #REF!
131 |  | energyware demand | hot water | kWh/(m²a) | q_del_w_sun | q_del_w_sun | DataOut_CalcSystem_energyware | 0 | 1 | #VALUE!
1
132 |  | energyware special 1 |  |  | name_ews1 | name_ews1 | DataOut_CalcSystem_energyware | 0 | 1 | fuel_u_b
133 |  | energyware demand | space heating | kWh/(m²a) | q_del_h_ews1 | q_del_h_ews1 | DataOut_CalcSystem_energyware | 0 | 1 | #REF!
134 |  | energyware demand | hot water | kWh/(m²a) | q_del_w_ews1 | q_del_w_ews1 | DataOut_CalcSystem_energyware | 0 | 1 | #VALUE!
1
135 |  | energyware special 2 |  |  | name_ews2 | name_ews2 | DataOut_CalcSystem_energyware | 0 | 1 | fuel_u_b_C
136 |  | energyware demand | space heating | kWh/(m²a) | q_del_h_ews2 | q_del_h_ews2 | DataOut_CalcSystem_energyware | 0 | 1 | #REF!
137 |  | energyware demand | hot water | kWh/(m²a) | q_del_w_ews2 | q_del_w_ews2 | DataOut_CalcSystem_energyware | 0 | 1 | #VALUE!
1
138 |  | energyware special 3 |  |  | name_ews3 | name_ews3 | DataOut_CalcSystem_energyware | 0 | 1 | fuel_u_b_D
139 |  | energyware demand | space heating | kWh/(m²a) | q_del_h_ews3 | q_del_h_ews3 | DataOut_CalcSystem_energyware | 0 | 1 | #REF!
140 |  | energyware demand | hot water | kWh/(m²a) | q_del_w_ews3 | q_del_w_ews3 | DataOut_CalcSystem_energyware | 0 | 1 | #VALUE!
1
141 |  | energyware special 4 |  |  | name_ews4 | name_ews4 | DataOut_CalcSystem_energyware | 0 | 1
142 |  | energyware demand | space heating | kWh/(m²a) | q_del_h_ews4 | q_del_h_ews4 | DataOut_CalcSystem_energyware | 0 | 1 | #REF!
143 |  | energyware demand | hot water | kWh/(m²a) | q_del_w_ews4 | q_del_w_ews4 | DataOut_CalcSystem_energyware | 0 | 1 | #VALUE!
1
144 |  | energyware special 5 |  |  | name_ews5 | name_ews5 | DataOut_CalcSystem_energyware | 0 | 1 | fuel_u_chp
145 |  | energyware demand | space heating | kWh/(m²a) | q_del_h_ews5 | q_del_h_ews5 | DataOut_CalcSystem_energyware | 0 | 1 | #REF!
146 |  | energyware demand | hot water | kWh/(m²a) | q_del_w_ews5 | q_del_w_ews5 | DataOut_CalcSystem_energyware | 0 | 1 | #VALUE!
1
147 |  | energyware special 6 |  |  | name_ews6 | name_ews6 | DataOut_CalcSystem_energyware | 0 | 1
148 |  | energyware demand | space heating | kWh/(m²a) | q_del_h_ews6 | q_del_h_ews6 | DataOut_CalcSystem_energyware | 0 | 1 | #REF!
149 |  | energyware demand | hot water | kWh/(m²a) | q_del_w_ews6 | q_del_w_ews6 | DataOut_CalcSystem_energyware | 0 | 1 | #VALUE!
1
150 |  | energyware special 7 |  |  | name_ews7 | name_ews7 | DataOut_CalcSystem_energyware | 0 | 1
151 |  | energyware demand | space heating | kWh/(m²a) | q_del_h_ews7 | q_del_h_ews7 | DataOut_CalcSystem_energyware | 0 | 1 | #REF!
152 |  | energyware demand | hot water | kWh/(m²a) | q_del_w_ews7 | q_del_w_ews7 | DataOut_CalcSystem_energyware | 0 | 1 | #VALUE!
1
153 |  | energyware special 8 |  |  | name_ews8 | name_ews8 | DataOut_CalcSystem_energyware | 0 | 1
154 |  | energyware demand | space heating | kWh/(m²a) | q_del_h_ews8 | q_del_h_ews8 | DataOut_CalcSystem_energyware | 0 | 1 | #REF!
155 |  | energyware demand | hot water | kWh/(m²a) | q_del_w_ews8 | q_del_w_ews8 | DataOut_CalcSystem_energyware | 0 | 1 | #VALUE!
1
156 |  | energyware special 9 |  |  | name_ews9 | name_ews9 | DataOut_CalcSystem_energyware | 0 | 1
157 |  | energyware demand | space heating | kWh/(m²a) | q_del_h_ews9 | q_del_h_ews9 | DataOut_CalcSystem_energyware | 0 | 1 | #REF!
158 |  | energyware demand | hot water | kWh/(m²a) | q_del_w_ews9 | q_del_w_ews9 | DataOut_CalcSystem_energyware | 0 | 1 | #VALUE!
1
159 |  | energyware special 10 |  |  | name_ews10 | name_ews10 | DataOut_CalcSystem_energyware | 0 | 1
160 |  | energyware demand | space heating | kWh/(m²a) | q_del_h_ews10 | q_del_h_ews10 | DataOut_CalcSystem_energyware | 0 | 1 | #REF!
161 |  | energyware demand | hot water | kWh/(m²a) | q_del_w_ews10 | q_del_w_ews10 | DataOut_CalcSystem_energyware | 0 | 1 | #VALUE!
1
| Sum calculated energy demand | [7 empty] | 1
162 |  | space heating | fuels | kWh/(m²a) | q_c_h_fuels | q_c_h_fuels | DataOut_CalcSystem_energyware | 0 | 1 | #REF!
163 |  | space heating | district heating | kWh/(m²a) | q_c_h_dh | q_c_h_dh | DataOut_CalcSystem_energyware | 0 | 1 | #REF!
164 |  | space heating | electricity | kWh/(m²a) | q_c_h_el | q_c_h_el | DataOut_CalcSystem_energyware | 0 | 1 | #REF!
165 |  | hot water | fuels | kWh/(m²a) | q_c_w_fuels | q_c_w_fuels | DataOut_CalcSystem_energyware | 0 | 1 | -
166 |  | hot water | district heating | kWh/(m²a) | q_c_w_dh | q_c_w_dh | DataOut_CalcSystem_energyware | 0 | 1 | -
167 |  | hot water | electricity | kWh/(m²a) | q_c_w_el | q_c_w_el | DataOut_CalcSystem_energyware | 0 | 1 | -
1
1
Primary energy
|  |  | hot water | kWh/a |  | Q_w_p | DataOut_CalcSystem | 0 | 1 | #VALUE!
|  |  | space heating | kWh/a |  | Q_h_p | DataOut_CalcSystem | 0 | 1 | #REF!
168 |  |  | hot water | kWh/(m²a) | q_w_P |  | DataOut_CalcSystem | 0 |  | #VALUE!
169 |  |  | space heating | kWh/(m²a) | q_h_P |  | DataOut_CalcSystem | 0 |  | #REF!
170 |  |  | total | kWh/(m²a) | q_P |  |  |  |  | #VALUE!
171 |  | expenditure coefficient | hot water |  | e_w_P |  | DataOut_CalcSystem | 0 |  | #VALUE!
172 |  | expenditure coefficient | space heating |  | e_h_P |  | DataOut_CalcSystem | 0 |  | #REF!
173 |  | expenditure coefficient | total |  | e_P |  |  |  |  | #VALUE!
CO2 emissions
|  |  | hot water | kg/a |  | X_w_CO2 | DataOut_CalcSystem | 0 | 1 | #VALUE!
|  |  | space heating | kg/a |  | X_h_CO2 | DataOut_CalcSystem | 0 | 1 | #REF!
174 |  |  | hot water | kg/(m²a) | x_w_CO2 |  | DataOut_CalcSystem | 0 |  | #VALUE!
175 |  |  | space heating | kg/(m²a) | x_h_CO2 |  | DataOut_CalcSystem | 0 |  | #REF!
176 |  |  | total | kg/(m²a) | x_CO2 |  |  |  |  | #VALUE!
1
1
|  | Parameter | [6 empty] | 1
177 |  | utilisation |  |  | q_m_utilisation | q_m_utilisation | DataOut_CalcConsumption | 0 | 1 | h+w
178 |  | type climate correction |  |  | type_climate_correction | type_climate_correction | DataOut_CalcConsumption | 0 | 1 | -
[7 empty] | DataOut_CalcConsumption | 0 | 1
[7 empty] | DataOut_CalcConsumption | 0 | 1
|  | Measured Consumption |  |  |  |  | DataOut_CalcConsumption | 0 | 1
179 |  | gas |  | kWh/(m²a) | q_m_del_gas | q_m_del_gas | DataOut_CalcConsumption | 0 | 1 | #REF!
180 |  | oil |  | kWh/(m²a) | q_m_del_oil | q_m_del_oil | DataOut_CalcConsumption | 0 | 1 | #REF!
181 |  | liquid gas |  | kWh/(m²a) | q_m_del_liquid_gas | q_m_del_liquid_gas | DataOut_CalcConsumption | 0 | 1 | #REF!
182 |  | coal |  | kWh/(m²a) | q_m_del_coal | q_m_del_coal | DataOut_CalcConsumption | 0 | 1 | #REF!
183 |  | biomass firewood |  | kWh/(m²a) | q_m_del_bio_fw | q_m_del_bio_fw | DataOut_CalcConsumption | 0 | 1 | #REF!
184 |  | biomass wood pellets |  | kWh/(m²a) | q_m_del_bio_wp | q_m_del_bio_wp | DataOut_CalcConsumption | 0 | 1 | #REF!
185 |  | electricity |  | kWh/(m²a) | q_m_del_el | q_m_del_el | DataOut_CalcConsumption | 0 | 1 | #REF!
186 |  | district heating |  | kWh/(m²a) | q_m_del_dh | q_m_del_dh | DataOut_CalcConsumption | 0 | 1 | #REF!
[7 empty] | DataOut_CalcConsumption | 0 | 1
[7 empty] | DataOut_CalcConsumption | 0 | 1
|  | Summary measured consumption (for uses defined above) |  |  |  |  | DataOut_CalcConsumption | 0 | 1
187 |  | fuels |  | kWh/(m²a) | q_m_sum_fuels | q_m_sum_fuels | DataOut_CalcConsumption | 0 | 1 | #REF!
188 |  | district heating |  | kWh/(m²a) | q_m_sum_dh | q_m_sum_dh | DataOut_CalcConsumption | 0 | 1 | #REF!
189 |  | electricity (without auxiliary energy) |  | kWh/(m²a) | q_m_sum_el | q_m_sum_el | DataOut_CalcConsumption | 0 | 1 | #REF!
[7 empty] | DataOut_CalcConsumption | 0 | 1
[7 empty] | DataOut_CalcConsumption | 0 | 1
|  | Summary calculated consumption (for uses defined above) |  |  |  |  | DataOut_CalcConsumption | 0 | 1
190 |  | fuels |  | kWh/(m²a) | q_c_sum_fuels | q_c_sum_fuels | DataOut_CalcConsumption | 0 | 1 | #REF!
191 |  | district heating |  | kWh/(m²a) | q_c_sum_dh | q_c_sum_dh | DataOut_CalcConsumption | 0 | 1 | #REF!
192 |  | electricity (without auxiliary energy) |  | kWh/(m²a) | q_c_sum_el | q_c_sum_el | DataOut_CalcConsumption | 0 | 1 | #REF!
[7 empty] | DataOut_CalcConsumption | 0 | 1
[7 empty] | DataOut_CalcConsumption | 0 | 1
|  | Comparison measurement to calculation |  |  |  |  | DataOut_CalcConsumption | 0 | 1
193 |  | relation measured to calculated consumption |  |  | relation_m_c | relation_m_c | DataOut_CalcConsumption | 0 | 1 | #REF!
194 |  | parameter p | lower limit |  | par_m_c_p_lower_limit | par_m_c_p_lower_limit | DataOut_CalcConsumption | 0 | 1 | 0.4
195 |  | parameter p | upper limit |  | par_m_c_p_upper_limit | par_m_c_p_upper_limit | DataOut_CalcConsumption | 0 | 1 | 2
196 |  | parameter p |  |  | par_m_c_p | par_m_c_p | DataOut_CalcConsumption | 0 | 1 | #VALUE!
197 |  | parameter a |  |  | par_m_c_a | par_m_c_a | DataOut_CalcConsumption | 0 | 1 | #VALUE!
198 |  | parameter b |  |  | par_m_c_b | par_m_c_b | DataOut_CalcConsumption | 0 | 1 | #VALUE!
199 |  | parameter c |  |  | par_m_c_c | par_m_c_c | DataOut_CalcConsumption | 0 | 1 | #VALUE!
[7 empty] | DataOut_CalcConsumption | 0 | 1
[7 empty] | DataOut_CalcConsumption | 0 | 1
|  | Expected Consumption, derived from calculation |  |  |  |  | DataOut_CalcConsumption | 0 | 1
200 |  | parameter p |  |  | par_e_c_p | par_e_c_p | DataOut_CalcConsumption | 0 | 1 | -0.2
201 |  | parameter a |  |  | par_e_c_a | par_e_c_a | DataOut_CalcConsumption | 0 | 1 | -0.2
202 |  | parameter b |  |  | par_e_c_b | par_e_c_b | DataOut_CalcConsumption | 0 | 1 | 1.3
203 |  | parameter c |  |  | par_e_c_c | par_e_c_c | DataOut_CalcConsumption | 0 | 1 | 500
204 |  | adaptation factor expected consumption |  |  | f_adapt_expect | f_adapt_expect | DataOut_CalcConsumption | 0 | 1 | #REF!
[7 empty] | DataOut_CalcConsumption | 0 | 1
[7 empty] | DataOut_CalcConsumption | 0 | 1
205 |  | Resulting adaptation factor for energy advice |  |  | f_adapt_energy_advice | f_adapt_energy_advice | DataOut_CalcConsumption | 0 | 1 | #REF!
1
206 |  |  |  |  | A_related_to_V |  |  |  |  | #REF!
207 |  |  |  |  | H_T_divided_by_envelope_max |  |  |  |  | #REF!
|  | Anteil elektr. WW-Bereitung | [7 empty] | #REF!
|  | q_P_max | WW elektr. | [6 empty] | #REF!
|  | q_P_max | WW sonst | [6 empty] | #REF!
208 |  | q_P_max | resultierend |  | q_P_max |  |  |  |  | #REF!
209 |  |  |  |  | indicator_completeness_envelope
210 |  |  |  |  | indicator_completeness_heating_system |  |  |  |  | #REF!
211 |  |  |  |  | indicator_completeness_dhw_system |  |  |  |  | #REF!
212 |  |  |  |  | n_storey_eff_out | n_G | DataOut_CalcEnvEstim | 0 | 1 | #REF!
| Sheet type |  | envelope estimation
DataIn_CalcEnvEstim
|  | Input | [7 empty] | var1 | var2 | var3
[6 empty] | Q.Name | Q.Bereich | Q.Transformation | Q.aktiv | var1 | var2
Q.Bereich
Q.Transformation
[6 empty] | Q.aktiv |  |  | TRUE | 1
|  | method heat demand |  |  | method_h | method_h | DataIn_Workbook | 0 | 1 | #REF!
|  | beheizte Wohnfläche |  | m² | A_W | A_C_living | DataIn_Workbook | 0 | 1 | #REF!
|  | Anzahl Vollgeschosse |  |  | n_VG | n_storeys | DataIn_Workbook | 0 | 1 | #REF!
|  | Anbausituation |  |  | n_Nachbar | n_attached_neighbours | DataIn_Workbook | 0 | 1 | #REF!
|  | Grundrisstyp |  |  | T_GR | type_floorshape | DataIn_Workbook | 0 | 1 | #REF!
|  | Teilbeheizungsgrad Kellergeschoss |  |  | f_TB_KG | f_cellar_cond | DataIn_Workbook | 0 | 1 | #REF!
|  | Teilbeheizungsgrad Dachgeschoss |  |  | f_TB_DG | f_attic_cond | DataIn_Workbook | 0 | 1 | #REF!
|  | Korrekturfaktor für Gauben |  |  | f_Ga | type_roofshape | DataIn_Workbook | 0 | 1 | #REF!
|  | lichte Raumhöhe (mittleres Geschoss) |  | m | h_R | h_r | DataIn_Workbook | 0 | 1 | #REF!
|  | Dachgeschoss gedämmt, aber nicht beheizt |  |  | attic_insulated_not_cond | attic_insulated_not_cond | DataIn_Workbook | 0 | 1 | #REF!
|  | Rollladen |  |  | roller_blind | roller_blind | DataIn_Workbook | 0 | 1 | #REF!
|  | Heizkörpernische |  |  | radiator_recess | radiator_recess | DataIn_Workbook | 0 | 1 | #REF!
[5 empty] | type_intake_envelope | type_intake_envelope | DataIn_Workbook | 0 | 1 | #REF!
[5 empty] | type_envelope_simplifications | type_envelope_simplifications | DataIn_Workbook | 0 | 1 | #REF!
1
1
1
1
DataOut_CalcEnvEstim
|  | Output | [7 empty] | var1 | var2 | var3
[6 empty] | Q.Name | Q.Bereich | Q.Transformation | Q.aktiv | var1 | var2
[6 empty] | Q.Bereich |  |  |  | DataLink_CalcEnvEstim_1 | DataLink_CalcEnvEstim_2
[6 empty] | Q.Transformation |  |  |  | 0 | #N/A
[6 empty] | Q.aktiv |  |  | TRUE | 1
[5 empty] | h_r | h_R_out |  |  | 1 | 2.5
1
|  | Bezeichnung Bauteil 1 |  |  | Name_Bt1 | Name_Bt1 |  |  | 1 | roof
|  | Bezeichnung Bauteil 2 |  |  | Name_Bt2 | Name_Bt2 |  |  | 1 | top storey ceiling
|  | Bezeichnung Bauteil 3 |  |  | Name_Bt3 | Name_Bt3 |  |  | 1 | wall
|  | Bezeichnung Bauteil 4 |  |  | Name_Bt4 | Name_Bt4 |  |  | 1 | floor to cellar or soil
|  | Bezeichnung Bauteil 5 |  |  | Name_Bt5 | Name_Bt5 |  |  | 1 | wall to cellar or soil
|  | Bezeichnung Bauteil 6 |  |  | Name_Bt6 | Name_Bt6 |  |  | 1 | window
|  | Bezeichnung Bauteil 7 |  |  | Name_Bt7 | Name_Bt7 |  |  | 1 | roller blind case
|  | Bezeichnung Bauteil 8 |  |  | Name_Bt8 | Name_Bt8 |  |  | 1 | radiator recess
1
|  | Fläche Bauteil 1 |  | m² | A_Bt1 | A_Bt1 |  |  | 1 | #REF!
|  | Fläche Bauteil 2 |  | m² | A_Bt2 | A_Bt2 |  |  | 1 | #REF!
|  | Fläche Bauteil 3 |  | m² | A_Bt3 | A_Bt3 |  |  | 1 | #REF!
|  | Fläche Bauteil 4 |  | m² | A_Bt4 | A_Bt4 |  |  | 1 | #REF!
|  | Fläche Bauteil 5 |  | m² | A_Bt5 | A_Bt5 |  |  | 1 | #REF!
|  | Fläche Bauteil 6 |  | m² | A_Bt6 | A_Bt6 |  |  | 1 | #REF!
|  | Fläche Bauteil 7 |  | m² | A_Bt7 | A_Bt7 |  |  | 1 | 0
|  | Fläche Bauteil 8 |  | m² | A_Bt8 | A_Bt8 |  |  | 1 | 0
1
|  | beheiztes Gebäudevolumen (brutto) |  | m³ | V_e | V_e |  |  | 1 | #REF!
|  | Geschosszahl |  |  | n_G | n_G |  |  | 1 | #REF!
| Sheet type |  | de-EnEV envelope
DataIn_Calc_deEnEV
|  | Input | [7 empty] | var1 | var2 | var3
[6 empty] | Q.Name | Q.Bereich | Q.Transformation | Q.aktiv | var1 | var2
Q.Bereich
Q.Transformation
[6 empty] | Q.aktiv |  |  | TRUE | 1
[5 empty] | method_h | method_h | DataIn_Workbook | 0 | 1 | #REF!
[5 empty] | type_intake_envelope | type_intake_envelope | DataIn_Workbook | 0 | 1 | #REF!
[5 empty] | type_envelope_simplifications | type_envelope_simplifications | DataIn_Workbook | 0 | 1 | #REF!
[5 empty] | A_C_living | A_C_living | DataIn_Workbook | 0 | 1 | #REF!
[5 empty] | f_cellar_cond | f_cellar_cond | DataIn_Workbook | 0 | 1 | #REF!
[5 empty] | type_floorshape | type_floorshape | DataIn_Workbook | 0 | 1 | #REF!
[5 empty] | roller_blind | roller_blind | DataIn_Workbook | 0 | 1 | #REF!
[5 empty] | radiator_recess | radiator_recess | DataIn_Workbook | 0 | 1 | #REF!
[5 empty] | length_dormer | length_dormer | DataIn_Workbook | 0 | 1 | #REF!
[5 empty] | n_dormers | n_dormers | DataIn_Workbook | 0 | 1 | #REF!
[5 empty] | V_e |  |  |  |  | #REF!
|  |  | roof |  | A_Bt1 |  |  |  |  | #REF!
|  |  | top storey ceiling |  | A_Bt2 |  |  |  |  | #REF!
|  |  | wall |  | A_Bt3 |  |  |  |  | #REF!
|  |  | floor to cellar or soil |  | A_Bt4 |  |  |  |  | #REF!
|  |  | wall to cellar or soil |  | A_Bt5 |  |  |  |  | #REF!
|  |  | window |  | A_Bt6 |  |  |  |  | #REF!
|  |  | roller blind case |  | A_Bt7 |  |  |  |  | #REF!
|  |  | radiator recess |  | A_Bt8 |  |  |  |  | #REF!
DataOut_Calc_deEnEV
|  | Output | [7 empty] | var1 | var2 | var3
[6 empty] | Q.Name | Q.Bereich | Q.Transformation | Q.aktiv | var1 | var2
[6 empty] | Q.Bereich |  |  |  | DataLink_deEnEV_1
[6 empty] | Q.Transformation |  |  |  | 0
[6 empty] | Q.aktiv |  |  | TRUE | 1
[5 empty] | V_e | V_e_new |  |  | 1 | #REF!
1
[5 empty] | A_Bt1 | A_roof |  |  | 1 | #REF!
[5 empty] | A_Bt2 | A_top_ceiling |  |  | 1 | #REF!
[5 empty] | A_Bt3 | A_wall |  |  | 1 | #REF!
[5 empty] | A_Bt4 | A_floor |  |  | 1 | #REF!
[5 empty] | A_Bt5 | A_wall_cellar |  |  | 1 | #REF!
[5 empty] | A_Bt6 | A_window |  |  | 1 | #REF!
[5 empty] | A_Bt7 | A_roller_blind |  |  | 1 | #REF!
[5 empty] | A_Bt8 | A_radiator_recess |  |  | 1 | #REF!
1
[5 empty] | delta_H_T_cellar_staircase | delta_H_T_cellar_staircase |  |  | 1 | #REF!
[5 empty] | delta_H_T_dormer | delta_H_T_dormer |  |  | 1 | #REF!
[5 empty] | f_HT | f_HT |  |  | 1 | 1
1
1
1
1
1
1
| Sheet type |  | calc U-values
DataIn_CalcU
|  | Input | [7 empty] | var1 | var2
[6 empty] | Q.Name | Q.Bereich | Q.Transformation | Q.aktiv | var1 | var2
Q.Bereich
Q.Transformation
[6 empty] | Q.aktiv |  |  | TRUE | 1
|  | Bezeichnung Bauteil 1 |  |  | name_element1 | Name_Bt1 | DataOut_CalcEnvEstim | 0 | 1 | roof
|  | Bezeichnung Bauteil 2 |  |  | name_element2 | Name_Bt2 | DataOut_CalcEnvEstim | 0 | 1 | top storey ceiling
|  | Bezeichnung Bauteil 3 |  |  | name_element3 | Name_Bt3 | DataOut_CalcEnvEstim | 0 | 1 | wall
|  | Bezeichnung Bauteil 4 |  |  | name_element4 | Name_Bt4 | DataOut_CalcEnvEstim | 0 | 1 | floor to cellar or soil
|  | Bezeichnung Bauteil 5 |  |  | name_element5 | Name_Bt5 | DataOut_CalcEnvEstim | 0 | 1 | wall to cellar or soil
|  | Bezeichnung Bauteil 6 |  |  | name_element6 | Name_Bt6 | DataOut_CalcEnvEstim | 0 | 1 | window
|  | Bezeichnung Bauteil 7 |  |  | name_element7 | Name_Bt7 | DataOut_CalcEnvEstim | 0 | 1 | roller blind case
|  | Bezeichnung Bauteil 8 |  |  | name_element8 | Name_Bt8 | DataOut_CalcEnvEstim | 0 | 1 | radiator recess
[5 empty] | f_wood_element1 | f_wood_roof | DataIn_Workbook | 0 | 1 | #REF!
[5 empty] | f_wood_element2 | f_wood_top_ceiling | DataIn_Workbook | 0 | 1 | #REF!
[5 empty] | f_wood_element3 | f_wood_wall | DataIn_Workbook | 0 | 1 | #REF!
[5 empty] | f_wood_element4 | f_wood_floor | DataIn_Workbook | 0 | 1 | #REF!
[5 empty] | f_wood_element5 |  | DataIn_Workbook | 0 |  | 0
[5 empty] | f_wood_element6 |  | DataIn_Workbook | 0
[5 empty] | f_wood_element7 |  | DataIn_Workbook | 0
[5 empty] | f_wood_element8 | f_wood_wall | DataIn_Workbook | 0 | 1 | #REF!
[7 empty] | DataIn_Workbook | 0
[5 empty] | f_massive_element1 | f_massive_roof | DataIn_Workbook | 0 | 1 | #REF!
[5 empty] | f_massive_element2 | f_massive_top_ceiling | DataIn_Workbook | 0 | 1 | #REF!
[5 empty] | f_massive_element3 | f_massive_wall | DataIn_Workbook | 0 | 1 | #REF!
[5 empty] | f_massive_element4 | f_massive_floor | DataIn_Workbook | 0 | 1 | #REF!
[5 empty] | f_massive_element5 |  | DataIn_Workbook | 0 |  | 1
[5 empty] | f_massive_element6 |  | DataIn_Workbook | 0
[5 empty] | f_massive_element7 |  | DataIn_Workbook | 0
[5 empty] | f_massive_element8 | f_massive_wall | DataIn_Workbook | 0 | 1 | #REF!
[7 empty] | DataIn_Workbook | 0
[5 empty] | year_element1 | year_building | DataIn_Workbook | 0 | 1 | #REF!
[5 empty] | year_element2 | year_building | DataIn_Workbook | 0 | 1 | #REF!
[5 empty] | year_element3 | year_building | DataIn_Workbook | 0 | 1 | #REF!
[5 empty] | year_element4 | year_building | DataIn_Workbook | 0 | 1 | #REF!
[5 empty] | year_element5 | year_building | DataIn_Workbook | 0 | 1 | #REF!
[5 empty] | year_element6 | year_window | DataIn_Workbook | 0 | 1 | #REF!
[5 empty] | year_element7 | year_building | DataIn_Workbook | 0 | 1 | #REF!
[5 empty] | year_element8 | year_building | DataIn_Workbook | 0 | 1 | #REF!
[7 empty] | DataIn_Workbook | 0
[5 empty] | U_direct_element1 | U_roof | DataIn_Workbook | 0 | 1 | #REF!
[5 empty] | U_direct_element2 | U_topceiling | DataIn_Workbook | 0 | 1 | #REF!
[5 empty] | U_direct_element3 | U_wall | DataIn_Workbook | 0 | 1 | #REF!
[5 empty] | U_direct_element4 | U_floor | DataIn_Workbook | 0 | 1 | #REF!
[5 empty] | U_direct_element5 | U_wall_soil | DataIn_Workbook | 0 | 1 | #REF!
[5 empty] | U_direct_element6 | U_win | DataIn_Workbook | 0 | 1 | #REF!
[5 empty] | U_direct_element7 | U_roller_blind_case | DataIn_Workbook | 0 | 1 | #REF!
[5 empty] | U_direct_element8 | U_radiator_recess | DataIn_Workbook | 0 | 1 | #REF!
[7 empty] | DataIn_Workbook | 0
[5 empty] | f_insulation_element1 | f_insulation_roof | DataIn_Workbook | 0 | 1 | 0%
[5 empty] | f_insulation_element2 | f_insulation_top_ceiling | DataIn_Workbook | 0 | 1 | 0%
[5 empty] | f_insulation_element3 | f_insulation_wall | DataIn_Workbook | 0 | 1 | 0%
[5 empty] | f_insulation_element4 | f_insulation_floor | DataIn_Workbook | 0 | 1 | 0%
[5 empty] | f_insulation_element5 | f_insulation_wall | DataIn_Workbook | 0 | 1 | 0%
[5 empty] | f_insulation_element6 |  | DataIn_Workbook | 0
[5 empty] | f_insulation_element7 | f_insulation_wall | DataIn_Workbook | 0 | 1 | 0%
[5 empty] | f_insulation_element8 | f_insulation_wall | DataIn_Workbook | 0 | 1 | 0%
[7 empty] | DataIn_Workbook | 0
[5 empty] | d_insulation_element1 | d_insulation_roof | DataIn_Workbook | 0 | 1 | #REF!
[5 empty] | d_insulation_element2 | d_insulation_top_ceiling | DataIn_Workbook | 0 | 1 | #REF!
[5 empty] | d_insulation_element3 | d_insulation_wall | DataIn_Workbook | 0 | 1 | #REF!
[5 empty] | d_insulation_element4 | d_insulation_floor | DataIn_Workbook | 0 | 1 | #REF!
[5 empty] | d_insulation_element5 | d_insulation_wall | DataIn_Workbook | 0 | 1 | #REF!
[5 empty] | d_insulation_element6 |  | DataIn_Workbook | 0
[5 empty] | d_insulation_element7 | d_insulation_wall | DataIn_Workbook | 0 | 1 | #REF!
[5 empty] | d_insulation_element8 | d_insulation_wall | DataIn_Workbook | 0 | 1 | #REF!
[7 empty] | DataIn_Workbook | 0
[5 empty] | lambda_element1 | lambda_roof | DataIn_Workbook | 0 | 1 | #REF!
[5 empty] | lambda_element2 | lambda_top_ceiling | DataIn_Workbook | 0 | 1 | #REF!
[5 empty] | lambda_element3 | lambda_wall | DataIn_Workbook | 0 | 1 | #REF!
[5 empty] | lambda_element4 | lambda_floor | DataIn_Workbook | 0 | 1 | #REF!
[5 empty] | lambda_element5 | lambda_wall | DataIn_Workbook | 0 | 1 | #REF!
[5 empty] | lambda_element6 |  | DataIn_Workbook | 0
[5 empty] | lambda_element7 | lambda_wall | DataIn_Workbook | 0 | 1 | #REF!
[5 empty] | lambda_element8 | lambda_wall | DataIn_Workbook | 0 | 1 | #REF!
[7 empty] | DataIn_Workbook | 0
[5 empty] | f_panes_1p | f_panes_1p | DataIn_Workbook | 0 | 1 | #REF!
[5 empty] | f_panes_2p | f_panes_2p | DataIn_Workbook | 0 | 1 | #REF!
[5 empty] | f_panes_2pt | f_panes_2pt | DataIn_Workbook | 0 | 1 | #REF!
[5 empty] | f_panes_3p | f_panes_3p | DataIn_Workbook | 0 | 1 | #REF!
[5 empty] | f_panes_3pt | f_panes_3pt | DataIn_Workbook | 0 | 1 | #REF!
[7 empty] | DataIn_Workbook | 0
[5 empty] | type_frames_wood | type_frames_wood | DataIn_Workbook | 0 | 1 | #REF!
[5 empty] | type_frames_plastic | type_frames_plastic | DataIn_Workbook | 0 | 1 | #REF!
[5 empty] | type_frames_metal | type_frames_metal | DataIn_Workbook | 0 | 1 | #REF!
[5 empty] | type_frames_insulated | type_frames_insulated | DataIn_Workbook | 0 | 1 | #REF!
[7 empty] | DataIn_Workbook | 0
[5 empty] | year_building | year_building | DataIn_Workbook | 0 | 1 | #REF!
[5 empty] | year_window | year_window | DataIn_Workbook | 0 | 1 | #REF!
[5 empty] | U_win_direct | U_win_direct | DataIn_Workbook | 0 | 1 | #REF!
[5 empty] | type_intake_U_value | type_intake_U_value | DataIn_Workbook | 0 | 1 | #REF!
[5 empty] | g_win_orthogonal_direct | g_win_orthogonal | DataIn_Workbook | 0 | 1 | #REF!
[5 empty] | type_constr_special | type_constr_special | DataIn_Workbook | 0 | 1 | #REF!
DataOut_CalcU
|  | Output | [7 empty] | var1 | var2
[6 empty] | Q.Name | Q.Bereich | Q.Transformation | Q.aktiv | var1 | var2
[6 empty] | Q.Bereich |  |  |  | DataLink_CalcU_1
[6 empty] | Q.Transformation |  |  |  | 0
[6 empty] | Q.aktiv |  |  | TRUE | 1
|  | U-Wert Urzustand Bauteil 1 | roof | W/(m²K) | U0_element1 | U0_element1 |  |  | 1 | #REF!
|  | U-Wert Urzustand Bauteil 2 | top storey ceiling | W/(m²K) | U0_element2 | U0_element2 |  |  | 1 | #REF!
|  | U-Wert Urzustand Bauteil 3 | wall | W/(m²K) | U0_element3 | U0_element3 |  |  | 1 | #REF!
|  | U-Wert Urzustand Bauteil 4 | floor to cellar or soil | W/(m²K) | U0_element4 | U0_element4 |  |  | 1 | #REF!
|  | U-Wert Urzustand Bauteil 5 | wall to cellar or soil | W/(m²K) | U0_element5 | U0_element5 |  |  | 1 | #REF!
|  | U-Wert Urzustand Bauteil 6 | window | W/(m²K) | U0_element6 | U0_element6 |  |  | 1 | 0
|  | U-Wert Urzustand Bauteil 7 | roller blind case | W/(m²K) | U0_element7 | U0_element7 |  |  | 1 | #REF!
|  | U-Wert Urzustand Bauteil 8 | radiator recess | W/(m²K) | U0_element8 | U0_element8 |  |  | 1 | #REF!
[9 empty] | 1 | #VALUE!
|  | U-Wert Bauteil 1 | roof | W/(m²K) | U_element1 | U_element1 |  |  | 1 | #REF!
|  | U-Wert Bauteil 2 | top storey ceiling | W/(m²K) | U_element2 | U_element2 |  |  | 1 | #REF!
|  | U-Wert Bauteil 3 | wall | W/(m²K) | U_element3 | U_element3 |  |  | 1 | #REF!
|  | U-Wert Bauteil 4 | floor to cellar or soil | W/(m²K) | U_element4 | U_element4 |  |  | 1 | #REF!
|  | U-Wert Bauteil 5 | wall to cellar or soil | W/(m²K) | U_element5 | U_element5 |  |  | 1 | #REF!
|  | U-Wert Bauteil 6 | window | W/(m²K) | U_element6 | U_element6 |  |  | 1 | #REF!
|  | U-Wert Bauteil 7 | roller blind case | W/(m²K) | U_element7 | U_element7 |  |  | 1 | #REF!
|  | U-Wert Bauteil 8 | radiator recess | W/(m²K) | U_element8 | U_element8 |  |  | 1 | #REF!
[9 empty] | 1 | #VALUE!
[5 empty] | g_window1 | g_window1 |  |  | 1 | #VALUE!
1
[5 empty] | U_panes_1p_out | U_panes_1p_out |  |  | 1 | #VALUE!
[5 empty] | U_panes_2p_out | U_panes_2p_out |  |  | 1 | #VALUE!
[5 empty] | U_panes_2pt_out | U_panes_2pt_out |  |  | 1 | #VALUE!
[5 empty] | U_panes_3p_out | U_panes_3p_out |  |  | 1 | #VALUE!
[5 empty] | U_panes_3pt_out | U_panes_3pt_out |  |  | 1 | #REF!
1
1
1
1
1
| Sheet type |  | calc building
DataIn_CalcBuilding
|  | Input | [7 empty] | var1 | var2 | var3
[6 empty] | Q.Name | Q.Bereich | Q.Transformation | Q.aktiv | var1 | var2
Q.Bereich
Q.Transformation
[6 empty] | Q.aktiv |  |  | TRUE | 1
|  | Verfahren |  |  | method_h | method_h | DataIn_Workbook | 0 | 1 | #REF!
|  | Klimaregion |  |  | type_climate | type_climate | DataIn_Workbook | 0 | 1 | #REF!
|  | Anzahl Wohneinheiten |  |  | n_WE | n_apartments | DataIn_Workbook | 0 | 1 | #REF!
|  | beheizte Wohnfläche |  | m² | A_W | A_C_living | DataIn_Workbook | 0 | 1 | #REF!
|  | Gebäude-Baujahr |  |  | BJ_Geb | year_building | DataIn_Workbook | 0 | 1 | #REF!
|  | lichte Raumhöhe |  |  | h_r | h_r | DataOut_CalcEnvEstim | 0 | 1 | 2.5
|  | beheiztes Gebäudevolumen (brutto) |  | m³ | V_e | V_e | DataOut_Calc_deEnEV | 0 | 1 | #REF!
|  | type reference area |  |  | type_ref_area | type_ref_area | DataIn_Workbook | 0 | 1 | #REF!
|  | Bezeichnung Bauteil 1 |  |  | Name_Bt1 | Name_Bt1 | DataOut_CalcEnvEstim | 0 | 1 | roof
|  | Bezeichnung Bauteil 2 |  |  | Name_Bt2 | Name_Bt2 | DataOut_CalcEnvEstim | 0 | 1 | top storey ceiling
|  | Bezeichnung Bauteil 3 |  |  | Name_Bt3 | Name_Bt3 | DataOut_CalcEnvEstim | 0 | 1 | wall
|  | Bezeichnung Bauteil 4 |  |  | Name_Bt4 | Name_Bt4 | DataOut_CalcEnvEstim | 0 | 1 | floor to cellar or soil
|  | Bezeichnung Bauteil 5 |  |  | Name_Bt5 | Name_Bt5 | DataOut_CalcEnvEstim | 0 | 1 | wall to cellar or soil
|  | Bezeichnung Bauteil 6 |  |  | Name_Bt6 | Name_Bt6 | DataOut_CalcEnvEstim | 0 | 1 | window
|  | Bezeichnung Bauteil 7 |  |  | Name_Bt7 | Name_Bt7 | DataOut_CalcEnvEstim | 0 | 1 | roller blind case
|  | Bezeichnung Bauteil 8 |  |  | Name_Bt8 | Name_Bt8 | DataOut_CalcEnvEstim | 0 | 1 | radiator recess
|  | Fläche Bauteil 1 |  | m² | A_Bt1 | A_Bt1 | DataOut_Calc_deEnEV | 0 | 1 | #REF!
|  | Fläche Bauteil 2 |  | m² | A_Bt2 | A_Bt2 | DataOut_Calc_deEnEV | 0 | 1 | #REF!
|  | Fläche Bauteil 3 |  | m² | A_Bt3 | A_Bt3 | DataOut_Calc_deEnEV | 0 | 1 | #REF!
|  | Fläche Bauteil 4 |  | m² | A_Bt4 | A_Bt4 | DataOut_Calc_deEnEV | 0 | 1 | #REF!
|  | Fläche Bauteil 5 |  | m² | A_Bt5 | A_Bt5 | DataOut_Calc_deEnEV | 0 | 1 | #REF!
|  | Fläche Bauteil 6 |  | m² | A_Bt6 | A_Bt6 | DataOut_Calc_deEnEV | 0 | 1 | #REF!
|  | Fläche Bauteil 7 |  | m² | A_Bt7 | A_Bt7 | DataOut_Calc_deEnEV | 0 | 1 | #REF!
|  | Fläche Bauteil 8 |  | m² | A_Bt8 | A_Bt8 | DataOut_Calc_deEnEV | 0 | 1 | #REF!
|  | Fläche Wärmebrückenzuschlag |  | m² | A_WBZ | A_WBZ |  |  |  | 0
|  | Bauart Bauteil 1 |  |  | Bauart_Bt1 |  |  |  |  | fehlt
|  | Bauart Bauteil 2 |  |  | Bauart_Bt2 |  |  |  |  | fehlt
|  | Bauart Bauteil 3 |  |  | Bauart_Bt3 |  |  |  |  | fehlt
|  | Bauart Bauteil 4 |  |  | Bauart_Bt4 |  |  |  |  | fehlt
|  | Bauart Bauteil 5 |  |  | Bauart_Bt5 |  |  |  |  | fehlt
|  | Bauart Bauteil 6 |  |  | Bauart_Bt6 |  |  |  |  | fehlt
|  | Bauart Bauteil 7 |  |  | Bauart_Bt7 |  |  |  |  | fehlt
|  | Bauart Bauteil 8 |  |  | Bauart_Bt8 |  |  |  |  | fehlt
|  | U-Wert Urzustand Bauteil 1 |  | W/(m²K) | U_Ur_Bt1 | U0_element1 | DataOut_CalcU | 0 | 1 | #REF!
|  | U-Wert Urzustand Bauteil 2 |  | W/(m²K) | U_Ur_Bt2 | U0_element2 | DataOut_CalcU | 0 | 1 | #REF!
|  | U-Wert Urzustand Bauteil 3 |  | W/(m²K) | U_Ur_Bt3 | U0_element3 | DataOut_CalcU | 0 | 1 | #REF!
|  | U-Wert Urzustand Bauteil 4 |  | W/(m²K) | U_Ur_Bt4 | U0_element4 | DataOut_CalcU | 0 | 1 | #REF!
|  | U-Wert Urzustand Bauteil 5 |  | W/(m²K) | U_Ur_Bt5 | U0_element5 | DataOut_CalcU | 0 | 1 | #REF!
|  | U-Wert Urzustand Bauteil 6 |  | W/(m²K) | U_Ur_Bt6 | U0_element6 | DataOut_CalcU | 0 | 1 | 0
|  | U-Wert Urzustand Bauteil 7 |  | W/(m²K) | U_Ur_Bt7 | U0_element7 | DataOut_CalcU | 0 | 1 | #REF!
|  | U-Wert Urzustand Bauteil 8 |  | W/(m²K) | U_Ur_Bt8 | U0_element8 | DataOut_CalcU | 0 | 1 | #REF!
1
|  | Dicke der zusätzlichen Dämmung Bauteil 1 |  | cm | d_Daemm_Bt1 | d_insulation_element1 | DataIn_CalcU | 0 | 1 | #REF!
|  | Dicke der zusätzlichen Dämmung Bauteil 2 |  | cm | d_Daemm_Bt2 | d_insulation_element2 | DataIn_CalcU | 0 | 1 | #REF!
|  | Dicke der zusätzlichen Dämmung Bauteil 3 |  | cm | d_Daemm_Bt3 | d_insulation_element3 | DataIn_CalcU | 0 | 1 | #REF!
|  | Dicke der zusätzlichen Dämmung Bauteil 4 |  | cm | d_Daemm_Bt4 | d_insulation_element4 | DataIn_CalcU | 0 | 1 | #REF!
|  | Dicke der zusätzlichen Dämmung Bauteil 5 |  | cm | d_Daemm_Bt5 | d_insulation_element3 | DataIn_CalcU | 0 | 1 | #REF!
|  | Dicke der zusätzlichen Dämmung Bauteil 6 |  | cm | d_Daemm_Bt6 |  | DataIn_CalcU | 0
|  | Dicke der zusätzlichen Dämmung Bauteil 7 |  | cm | d_Daemm_Bt7 | d_insulation_element3 | DataIn_CalcU | 0 | 1 | #REF!
|  | Dicke der zusätzlichen Dämmung Bauteil 8 |  | cm | d_Daemm_Bt8 | d_insulation_element3 | DataIn_CalcU | 0 | 1 | #REF!
|  | Anteil der zusätzlichen Dämmung Bauteil 1 |  | W/(m²K) | Anteil_Daemm_Bt1 | f_insulation_element1 | DataIn_CalcU | 0 | 1 | 0%
|  | Anteil der zusätzlichen Dämmung Bauteil 2 |  | W/(m²K) | Anteil_Daemm_Bt2 | f_insulation_element2 | DataIn_CalcU | 0 | 1 | 0%
|  | Anteil der zusätzlichen Dämmung Bauteil 3 |  | W/(m²K) | Anteil_Daemm_Bt3 | f_insulation_element3 | DataIn_CalcU | 0 | 1 | 0%
|  | Anteil der zusätzlichen Dämmung Bauteil 4 |  | W/(m²K) | Anteil_Daemm_Bt4 | f_insulation_element4 | DataIn_CalcU | 0 | 1 | 0%
|  | Anteil der zusätzlichen Dämmung Bauteil 5 |  | W/(m²K) | Anteil_Daemm_Bt5 | f_insulation_element3 | DataIn_CalcU | 0 | 1 | 0%
|  | Anteil der zusätzlichen Dämmung Bauteil 6 |  | W/(m²K) | Anteil_Daemm_Bt6 |  | DataIn_CalcU | 0 | 1
|  | Anteil der zusätzlichen Dämmung Bauteil 7 |  | W/(m²K) | Anteil_Daemm_Bt7 | f_insulation_element3 | DataIn_CalcU | 0 | 1 | 0%
|  | Anteil der zusätzlichen Dämmung Bauteil 8 |  | W/(m²K) | Anteil_Daemm_Bt8 | f_insulation_element3 | DataIn_CalcU | 0 | 1 | 0%
1
|  | U-Wert Bauteil 1 |  | W/(m²K) | U_Bt1 | U_element1 | DataOut_CalcU | 0 | 1 | #REF!
|  | U-Wert Bauteil 2 |  | W/(m²K) | U_Bt2 | U_element2 | DataOut_CalcU | 0 | 1 | #REF!
|  | U-Wert Bauteil 3 |  | W/(m²K) | U_Bt3 | U_element3 | DataOut_CalcU | 0 | 1 | #REF!
|  | U-Wert Bauteil 4 |  | W/(m²K) | U_Bt4 | U_element4 | DataOut_CalcU | 0 | 1 | #REF!
|  | U-Wert Bauteil 5 |  | W/(m²K) | U_Bt5 | U_element5 | DataOut_CalcU | 0 | 1 | #REF!
|  | U-Wert Bauteil 6 |  | W/(m²K) | U_Bt6 | U_element6 | DataOut_CalcU | 0 | 1 | #REF!
|  | U-Wert Bauteil 7 |  | W/(m²K) | U_Bt7 | U_element7 | DataOut_CalcU | 0 | 1 | #REF!
|  | U-Wert Bauteil 8 |  | W/(m²K) | U_Bt8 | U_element8 | DataOut_CalcU | 0 | 1 | #REF!
|  | U-Wert Wärmebrückenzuschlag |  | W/(m²K) | U_WBZ |  |  |  |  | derzeit nicht verwendet
|  | Temp.-Korrekturfaktor Bauteil 1 |  |  | f_T_Bt1 | f_T_Bt1 |  |  |  | derzeit nicht verwendet
|  | Temp.-Korrekturfaktor Bauteil 2 |  |  | f_T_Bt2 | f_T_Bt2 |  |  |  | derzeit nicht verwendet
|  | Temp.-Korrekturfaktor Bauteil 3 |  |  | f_T_Bt3 | f_T_Bt3 |  |  |  | derzeit nicht verwendet
|  | Temp.-Korrekturfaktor Bauteil 4 |  |  | f_T_Bt4 | f_T_Bt4 |  |  |  | derzeit nicht verwendet
|  | Temp.-Korrekturfaktor Bauteil 5 |  |  | f_T_Bt5 | f_T_Bt5 |  |  |  | derzeit nicht verwendet
|  | Temp.-Korrekturfaktor Bauteil 6 |  |  | f_T_Bt6 | f_T_Bt6 |  |  |  | derzeit nicht verwendet
|  | Temp.-Korrekturfaktor Bauteil 7 |  |  | f_T_Bt7 | f_T_Bt7 |  |  |  | derzeit nicht verwendet
|  | Temp.-Korrekturfaktor Bauteil 8 |  |  | f_T_Bt8 | f_T_Bt8 |  |  |  | derzeit nicht verwendet
|  | Temp.-Korrekturfaktor Wärmebrückenzuschlag |  |  | f_T_WBZ | f_T_WBZ |  |  |  | derzeit nicht verwendet
|  | Bezeichnung Fenster 1 |  |  | Name_Fe1 |  |  |  |  | all windows
|  | Bezeichnung Fenster 2 |  |  | Name_Fe2
|  | Bezeichnung Fenster 3 |  |  | Name_Fe3
|  | Bezeichnung Fenster 4 |  |  | Name_Fe4
|  | Bezeichnung Fenster 5 |  |  | Name_Fe5
|  | Bezeichnung Fenster 6 |  |  | Name_Fe6
|  | Orientierung Fenster 1 |  |  | Orient_Fe1 |  |  |  |  | O/W
|  | Orientierung Fenster 2 |  |  | Orient_Fe2
|  | Orientierung Fenster 3 |  |  | Orient_Fe3
|  | Orientierung Fenster 4 |  |  | Orient_Fe4
|  | Orientierung Fenster 5 |  |  | Orient_Fe5
|  | Orientierung Fenster 6 |  |  | Orient_Fe6
|  | Verschattungsfaktor Fenster 1 |  |  | F_S_Fe1 |  |  |  |  | derzeit nicht verwendet
|  | Verschattungsfaktor Fenster 2 |  |  | F_S_Fe2 |  |  |  |  | derzeit nicht verwendet
|  | Verschattungsfaktor Fenster 3 |  |  | F_S_Fe3 |  |  |  |  | derzeit nicht verwendet
|  | Verschattungsfaktor Fenster 4 |  |  | F_S_Fe4 |  |  |  |  | derzeit nicht verwendet
|  | Verschattungsfaktor Fenster 5 |  |  | F_S_Fe5 |  |  |  |  | derzeit nicht verwendet
|  | Verschattungsfaktor Fenster 6 |  |  | F_S_Fe6 |  |  |  |  | derzeit nicht verwendet
|  | Rahmenfaktor Fenster 1 |  |  | F_F_Fe1 | F_F_Fe1 |  |  |  | derzeit nicht verwendet
|  | Rahmenfaktor Fenster 2 |  |  | F_F_Fe2 | F_F_Fe2 |  |  |  | derzeit nicht verwendet
|  | Rahmenfaktor Fenster 3 |  |  | F_F_Fe3 | F_F_Fe3 |  |  |  | derzeit nicht verwendet
|  | Rahmenfaktor Fenster 4 |  |  | F_F_Fe4 | F_F_Fe4 |  |  |  | derzeit nicht verwendet
|  | Rahmenfaktor Fenster 5 |  |  | F_F_Fe5 | F_F_Fe5 |  |  |  | derzeit nicht verwendet
|  | Rahmenfaktor Fenster 6 |  |  | F_F_Fe6 | F_F_Fe6 |  |  |  | derzeit nicht verwendet
|  | Abminderungsfaktor nicht-senkr. Strahlungseinfall Fenster 1 |  |  | F_W_Fe1 | F_W_Fe1 |  |  |  | derzeit nicht verwendet
|  | Abminderungsfaktor nicht-senkr. Strahlungseinfall Fenster 2 |  |  | F_W_Fe2 | F_W_Fe2 |  |  |  | derzeit nicht verwendet
|  | Abminderungsfaktor nicht-senkr. Strahlungseinfall Fenster 3 |  |  | F_W_Fe3 | F_W_Fe3 |  |  |  | derzeit nicht verwendet
|  | Abminderungsfaktor nicht-senkr. Strahlungseinfall Fenster 4 |  |  | F_W_Fe4 | F_W_Fe4 |  |  |  | derzeit nicht verwendet
|  | Abminderungsfaktor nicht-senkr. Strahlungseinfall Fenster 5 |  |  | F_W_Fe5 | F_W_Fe5 |  |  |  | derzeit nicht verwendet
|  | Abminderungsfaktor nicht-senkr. Strahlungseinfall Fenster 6 |  |  | F_W_Fe6 | F_W_Fe6 |  |  |  | derzeit nicht verwendet
|  | g-Wert (senkr.) Fenster 1 |  |  | g_Fe1 | g_window1 | DataOut_CalcU | 0 | 1 | #VALUE!
|  | g-Wert (senkr.) Fenster 2 |  |  | g_Fe2
|  | g-Wert (senkr.) Fenster 3 |  |  | g_Fe3
|  | g-Wert (senkr.) Fenster 4 |  |  | g_Fe4
|  | g-Wert (senkr.) Fenster 5 |  |  | g_Fe5
|  | g-Wert (senkr.) Fenster 6 |  |  | g_Fe6
|  | Fläche Fenster 1 |  |  | A_Fe1 | A_Bt6 | DataOut_Calc_deEnEV | 0 | 1 | #REF!
|  | Fläche Fenster 2 |  |  | A_Fe2
|  | Fläche Fenster 3 |  |  | A_Fe3
|  | Fläche Fenster 4 |  |  | A_Fe4
|  | Fläche Fenster 5 |  |  | A_Fe5
|  | Fläche Fenster 6 |  |  | A_Fe6
[5 empty] | delta_H_T_cellar_staircase | delta_H_T_cellar_staircase | DataOut_Calc_deEnEV | 0 | 1 | #REF!
[5 empty] | delta_H_T_dormer | delta_H_T_dormer | DataOut_Calc_deEnEV | 0 | 1 | #REF!
[5 empty] | f_HT | f_HT | DataOut_Calc_deEnEV | 0 | 1 | 1
[5 empty] | type_thermal_bridges | type_thermal_bridges | DataIn_Workbook | 0 | 1 | standard
[5 empty] | type_airtight | type_airtight | DataIn_Workbook | 0 | 1 | normal
DataOut_CalcBuilding
|  | Output | [7 empty] | var1 | var2
[6 empty] | Q.Name | Q.Bereich | Q.Transformation | Q.aktiv | var1 | var2
[6 empty] | Q.Bereich |  |  |  | DataLink_CalcBuilding_1 | DataLink_CalcBuilding_2
[6 empty] | Q.Transformation |  |  |  | 0 | #N/A
[6 empty] | Q.aktiv |  |  | TRUE | 1
Ergebnisdaten Gebäude
|  | reference area |  | m² | A_ref | A_ref |  |  | 1 | #REF!
|  |  |  | m² | A_C_national | A_C_national |  |  | 1 | #REF!
|  | Raumsolltemperatur |  | °C | theta_i_soll | theta_i_soll |  |  | 1 | #REF!
|  | Reduktionsfaktor zeitlich eingeschränkte Beheizung |  |  | f_ze | f_ze |  |  | 1 | #VALUE!
|  | Reduktionsfaktor räumlich eingeschränkte Beheizung |  |  | f_re | f_re |  |  | 1 | #VALUE!
|  | mittlere Raumtemperatur Heizzeit |  | °C | theta_i_m | theta_i_m |  |  | 1 | #REF!
|  | temperaturspezif. Transmissionswärmeverlust |  | W/K | H_T | H_T |  |  | 1 | #REF!
|  | Luftwechsel |  | 1/h | n_L | n_L |  |  | 1 | #VALUE!
|  | temperaturspezif. Lüftungswärmeverlust |  | W/K | H_L | H_L |  |  | 1 | #VALUE!
|  | energetischer Gebäudestandard |  | W/(m²K) | h_bezogen_auf_A_EB | h_bezogen_auf_A_EB |  |  | 1 | #REF!
|  | Heizgrenztemperatur |  | °C | theta_HG | theta_HG |  |  | 1 | #VALUE!
|  | Länge der Heizperiode (Bilanzzeit) |  | d/a | t_hp | t_HP |  |  | 1 | #VALUE!
|  | Gradtagszahlfaktor (ohne Berücks. eingeschr. Beheizung) |  | kKh/a | f_GT | f_GT |  |  | 1 | #REF!
1
|  | Transmissionswärmeverluste Bauteil 1 |  | kWh/(m²a) | q_T_Bt1 | q_T_Bt1 |  |  | 1 | #REF!
|  | Transmissionswärmeverluste Bauteil 2 |  | kWh/(m²a) | q_T_Bt2 | q_T_Bt2 |  |  | 1 | #REF!
|  | Transmissionswärmeverluste Bauteil 3 |  | kWh/(m²a) | q_T_Bt3 | q_T_Bt3 |  |  | 1 | #REF!
|  | Transmissionswärmeverluste Bauteil 4 |  | kWh/(m²a) | q_T_Bt4 | q_T_Bt4 |  |  | 1 | #REF!
|  | Transmissionswärmeverluste Bauteil 5 |  | kWh/(m²a) | q_T_Bt5 | q_T_Bt5 |  |  | 1 | #REF!
|  | Transmissionswärmeverluste Bauteil 6 |  | kWh/(m²a) | q_T_Bt6 | q_T_Bt6 |  |  | 1 | #REF!
|  | Transmissionswärmeverluste Bauteil 7 |  | kWh/(m²a) | q_T_Bt7 | q_T_Bt7 |  |  | 1 | #REF!
|  | Transmissionswärmeverluste Bauteil 8 |  | kWh/(m²a) | q_T_Bt8 | q_T_Bt8 |  |  | 1 | #REF!
|  | Transmissionswärmeverluste Wärmebrücken |  | kWh/(m²a) | q_T_WBZ | q_T_WBZ |  |  | 1 | #REF!
|  | Transmissionswärmeverluste Zuschläge |  | kWh/(m²a) | q_T_supplement | q_T_supplement |  |  | 1 | #REF!
1
|  | Lüftungswärmeverluste |  | kWh/(m²a) | q_V | q_V |  |  | 1 | #VALUE!
1
|  | jährliche Wärmeverluste |  | kWh/(m²a) | q_L | q_L |  |  | 1 | #REF!
|  | jährlicher solarer Wärmeeintrag |  | kWh/(m²a) | q_S | q_S |  |  | 1 | #REF!
|  | jährliche innere Wärmequellen |  | kWh/(m²a) | q_I | q_I |  |  | 1 | #VALUE!
|  | Ausnutzungsgrad Wärmegewinne |  |  | eta_G | eta_G |  |  | 1 | #VALUE!
|  | Heizwärmebedarf |  | kWh/(m²a) | q_H | q_H |  |  | 1 | #REF!
1
1
1
| Sheet type |  | calc system
DataIn_CalcSystem
|  | Input | [7 empty] | var1 | sys1 | sys2 | sys3 | sys4 | sys5 | sys6 | sys7 | sys8 | sys9 | sys10 | sys11 | sys12 | var2 | sys1 | sys2 | sys3 | sys4 | sys5 | sys6 | sys7 | sys8 | sys9 | sys10 | sys11 | sys12
[6 empty] | Q.Name | Q.Bereich | Q.Transformation | Q.aktiv | var1 | 1 | 2 | 3 | 4 | 5 | 6 | 7 | 8 | 9 | 10 | 11 | 12 | var2 | 1 | 2 | 3 | 4 | 5 | 6 | 7 | 8 | 9 | 10 | 11 | 12
Q.Bereich
Q.Transformation
[6 empty] | Q.aktiv |  |  | TRUE | bar: var1 var1 to sys12 12
[5 empty] | indicator_completeness_envelope | indicator_completeness_envelope | DataIn_Workbook | 0 | 1 | var1 var1: nicht belegt
[5 empty] | indicator_completeness_heating_system | indicator_completeness_heating_system | DataIn_Workbook | 0 | 1 | var1 var1: #REF!
[5 empty] | indicator_completeness_dhw_system | indicator_completeness_dhw_system | DataIn_Workbook | 0 | 1 | var1 var1: #REF!
[5 empty] | n_G | n_G | DataOut_CalcEnvEstim | 0 | 1 | var1 var1: #REF!
[5 empty] | n_WE | n_apartments | DataIn_Workbook | 0 | 1 | var1 var1: #REF!
[5 empty] | V_e | V_e | DataOut_CalcEnvEstim | 0 | 1 | var1 var1: #REF!
[5 empty] | A_W | A_C_living | DataIn_Workbook | 0 | 1 | var1 var1: #REF!
[5 empty] | A_N | A_C_national | DataOut_CalcBuilding | 0 | 1 | var1 var1: #REF!
[5 empty] | type_ref_area | type_ref_area | DataIn_Workbook | 0 | 1 | var1 var1: #REF!
[5 empty] | A_ref | A_ref | DataOut_CalcBuilding | 0 | 1 | var1 var1: #REF!
|  | heat demand hot water (standard values will be used if there is no input) |  |  | q_W | q_W
[5 empty] | q_H | q_H | DataOut_CalcBuilding | 0 | 1 | var1 var1: #REF!
|  | contribution by mechanical ventilation heat recovery |  | kWh/(m²a) | q_H_mv |  |  |  |  | var1 var1: 0
|  | duration of heating period |  | d/a | t_hp | t_hp | DataOut_CalcBuilding | 0 | 1 | var1 var1: #VALUE!
|  | adaption of table values to heating period |  | kWh/(m²a) | method_sys | method_sys | DataIn_Workbook | 0 | 1 | var1 var1: #REF!
[5 empty] | method_h | method_h | DataIn_Workbook | 0 | 1 | var1 var1: #REF!
[5 empty] | table_sys_w | table_sys_w | DataIn_Workbook | 0 | 1 | var1 var1: #REF!
[5 empty] | table_sys_v | table_sys_v | DataIn_Workbook | 0 | 1 | var1 var1: #REF!
[5 empty] | table_sys_h | table_sys_h | DataIn_Workbook | 0 | 1 | var1 var1: #REF!
[5 empty] | table_energyware | table_energyware | DataIn_Workbook | 0 | 1 | var1 var1: #REF!
Hot water system
|  | system name |  |  | sys_w_name | sys_w_name | DataIn_Workbook | 0 |  |  | boiler | wood boiler | heatpump | district heating | directly gas heated storage | central electric storage | heat pump cellar / external air | gas-fired water heater | electric water heater | electric water storage | solar | 0 |  | #VALUE! | #VALUE! | #VALUE! | #VALUE! | #VALUE! | #VALUE! | #VALUE! | #VALUE! | #VALUE! | #VALUE! | #VALUE! | #VALUE!
|  | fraction |  |  | sys_w_fraction | sys_w_fraction | DataIn_Workbook | 0 |  |  | #REF! | #REF! | #REF! | #REF! | #REF! | #REF! | #REF! | #REF! | #REF! | #REF! | #REF! | 0 |  | #VALUE! | #VALUE! | #VALUE! | #VALUE! | #VALUE! | #VALUE! | #VALUE! | #VALUE! | #VALUE! | #VALUE! | #VALUE! | #VALUE!
|  | type | distribution |  | sys_wd_type | sys_wd_type | DataIn_Workbook | 0 |  |  | #REF! | #REF! | #REF! | #REF! | #REF! | #REF! | #REF! | #REF! | #REF! | #REF! | #REF! | 0 |  | #VALUE! | #VALUE! | #VALUE! | #VALUE! | #VALUE! | #VALUE! | #VALUE! | #VALUE! | #VALUE! | #VALUE! | #VALUE! | #VALUE!
|  | type | storage |  | sys_ws_type | sys_ws_type | DataIn_Workbook | 0 |  |  | #REF! | #REF! | #REF! | #REF! | ghs | #REF! | #REF! | 0 | 0 | #REF! | #REF! | 0 |  | #VALUE! | #VALUE! | #VALUE! | #VALUE! | #VALUE! | #VALUE! | #VALUE! | #VALUE! | #VALUE! | #VALUE! | #VALUE! | #VALUE!
|  | type | generation |  | sys_wg_type | sys_wg_type | DataIn_Workbook | 0 |  |  | #REF! | b_ct_C | hp_air_hr_C | dh_ts | ghs | ehr | hp_cellar_hr_C | #REF! | eiwh | ehr | solar | 0 |  | #VALUE! | #VALUE! | #VALUE! | #VALUE! | #VALUE! | #VALUE! | #VALUE! | #VALUE! | #VALUE! | #VALUE! | #VALUE! | #VALUE!
|  | type | energyware |  | sys_w_ew_type | sys_w_ew_type | DataIn_Workbook | 0 |  |  | #REF! | bio_fw | el_op | #REF! | gas_E | el_op | el_op | gas_E | el | el | sun | 0 |  | #VALUE! | #VALUE! | #VALUE! | #VALUE! | #VALUE! | #VALUE! | #VALUE! | #VALUE! | #VALUE! | #VALUE! | #VALUE! | #VALUE!
Space heating system
|  | system name |  |  | sys_h_name | sys_h_name | DataIn_Workbook | 0 |  |  | boiler | wood boiler | heatpump | electric storage | district heating | oil stove | coal stove | wood stove | gas stove | electric stove | mechanical ventilation | 0 |  | #VALUE! | #VALUE! | #VALUE! | #VALUE! | #VALUE! | #VALUE! | #VALUE! | #VALUE! | #VALUE! | #VALUE! | #VALUE! | #VALUE!
|  | fraction |  |  | sys_h_fraction | sys_h_fraction | DataIn_Workbook | 0 |  |  | #REF! | #REF! | #REF! | #REF! | #REF! | #REF! | #REF! | #REF! | #REF! | #REF! | T | 0 |  | #VALUE! | #VALUE! | #VALUE! | #VALUE! | #VALUE! | #VALUE! | #VALUE! | #VALUE! | #VALUE! | #VALUE! | #VALUE! | #VALUE!
|  | type | control heat emission |  | sys_hce_type | sys_hce_type | DataIn_Workbook | 0 |  |  | c_th | c_th | c_th | c_th | c_th | c_th | c_man | c_man | c_th | c_th | 0 | 0 |  | #VALUE! | #VALUE! | #VALUE! | #VALUE! | #VALUE! | #VALUE! | #VALUE! | #VALUE! | #VALUE! | #VALUE! | #VALUE! | #VALUE!
|  | type | distribution |  | sys_hd_type | sys_hd_type | DataIn_Workbook | 0 |  |  | #REF! | #REF! | #REF! | #REF! | #REF! | d | d | d | d | d |  | 0 |  | #VALUE! | #VALUE! | #VALUE! | #VALUE! | #VALUE! | #VALUE! | #VALUE! | #VALUE! | #VALUE! | #VALUE! | #VALUE! | #VALUE!
|  | type | storage |  | sys_hs_type | sys_hs_type | DataIn_Workbook | 0 |  |  | 0 | bs_wood_C | bs_el_C | bs_el_C | 0 | 0 | 0 | 0 | 0 | 0 | 0 | 0 |  | #VALUE! | #VALUE! | #VALUE! | #VALUE! | #VALUE! | #VALUE! | #VALUE! | #VALUE! | #VALUE! | #VALUE! | #VALUE! | #VALUE!
|  | type | generation |  | sys_hg_type | sys_hg_type | DataIn_Workbook | 0 |  |  | #REF! | b_ct_C | hp_air_hr_C | ehr | dh_ts | stove_liquid | stove_solid | stove_solid | gsh | #REF! |  | 0 |  | #VALUE! | #VALUE! | #VALUE! | #VALUE! | #VALUE! | #VALUE! | #VALUE! | #VALUE! | #VALUE! | #VALUE! | #VALUE! | #VALUE!
|  | type | energyware |  | sys_h_ew_type | sys_h_ew_type | DataIn_Workbook | 0 |  |  | #REF! | bio_fw | el_op | el_op | #REF! | oil | coal_hard | bio_fw | gas_E | #REF! | 0 | 0 |  | #VALUE! | #VALUE! | #VALUE! | #VALUE! | #VALUE! | #VALUE! | #VALUE! | #VALUE! | #VALUE! | #VALUE! | #VALUE! | #VALUE!
DataOut_CalcSystem
|  | Output | [7 empty] | var1 | sys1 | sys2 | sys3 | sys4 | sys5 | sys6 | sys7 | sys8 | sys9 | sys10 | sys11 | sys12 | var2 | sys1 | sys2 | sys3 | sys4 | sys5 | sys6 | sys7 | sys8 | sys9 | sys10 | sys11 | sys12
[6 empty] | Q.Name | Q.Bereich | Q.Transformation | Q.aktiv | var1 | sys1 | sys2 | sys3 | sys4 | sys5 | sys6 | sys7 | sys8 | sys9 | sys10 | sys11 | sys12 | var2 | sys1 | sys2 | sys3 | sys4 | sys5 | sys6 | sys7 | sys8 | sys9 | sys10 | sys11 | sys12
[6 empty] | Q.Bereich |  |  |  | DataLink_CalcSystem_1 | DataLink_CalcSystem_1 | DataLink_CalcSystem_1 | DataLink_CalcSystem_1 | DataLink_CalcSystem_1 | DataLink_CalcSystem_1 | DataLink_CalcSystem_1 | DataLink_CalcSystem_1 | DataLink_CalcSystem_1 | DataLink_CalcSystem_1 | DataLink_CalcSystem_1 | DataLink_CalcSystem_1 | DataLink_CalcSystem_1 | DataLink_CalcSystem_2 | DataLink_CalcSystem_2 | DataLink_CalcSystem_2 | DataLink_CalcSystem_2 | DataLink_CalcSystem_2 | DataLink_CalcSystem_2 | DataLink_CalcSystem_2 | DataLink_CalcSystem_2 | DataLink_CalcSystem_2 | DataLink_CalcSystem_2 | DataLink_CalcSystem_2 | DataLink_CalcSystem_2 | DataLink_CalcSystem_2
[6 empty] | Q.Transformation |  |  |  | var1 var1: 0 | #N/A
[6 empty] | Q.aktiv |  |  | TRUE | bar: var1 var1 to sys12 sys12
Hot water system
|  | useful heat delivered by hot water system |  |  | Q_w_sys | Q_w_sys |  |  | 1 | #VALUE! | #VALUE! | #VALUE! | #VALUE! | #VALUE! | #VALUE! | #VALUE! | #VALUE! | #VALUE! | #VALUE! | #VALUE! | #VALUE! | #VALUE!
[9 empty] | 1 | 0 | #REF! | #REF! | #REF! | #REF! | #REF! | #REF! | #REF! | #REF! | #REF! | #REF! | #REF! | #N/A
|  | distribution | description |  | sys_wd_descr | sys_wd_descr |  |  | 1 | 0 | #REF! | #REF! | #REF! | #REF! | #REF! | #REF! | #REF! | #REF! | #REF! | #REF! | #REF! | #N/A
|  | distribution | cycle |  | sys_wd_cycle | sys_wd_cycle |  |  | 1 | 0 | #REF! | #REF! | #REF! | #REF! | #REF! | #REF! | #REF! | #REF! | #REF! | #REF! | #REF! | #N/A
|  | distribution | heat loss | kWh/a | Q_wd | Q_wd |  |  | 1 | #REF! | #REF! | #REF! | #REF! | #REF! | #REF! | #REF! | #REF! | #REF! | #REF! | #REF! | #REF! | #REF!
|  | distribution | heat contribution to space heating | kWh/a | Q_wd_csh | Q_wd_csh |  |  | 1 | #REF! | #REF! | #REF! | #REF! | #REF! | #REF! | #REF! | #REF! | #REF! | #REF! | #REF! | #REF! | #REF!
|  | distribution | auxiliary energy demand | kWh/a | Q_wd_aux | Q_wd_aux |  |  | 1 | #REF! | #REF! | #REF! | #REF! | #REF! | #REF! | #REF! | #REF! | #REF! | #REF! | #REF! | #REF! | #REF!
1
|  | storage | description |  | sys_ws_descr | sys_ws_descr |  |  | 1 | 0 | #REF! | #REF! | #REF! | #REF! | #REF! | #REF! | #REF! | #N/A | #N/A | #REF! | #REF! | #N/A
|  | storage | cycle |  | sys_ws_cycle | sys_ws_cycle |  |  | 1 | 0 | #REF! | #REF! | #REF! | #REF! | #REF! | #REF! | #REF! | #N/A | #N/A | #REF! | #REF! | #N/A
|  | storage | heat loss | kWh/a | Q_ws | Q_ws |  |  | 1 | #REF! | #REF! | #REF! | #REF! | #REF! | #REF! | #REF! | #REF! | #REF! | #REF! | #REF! | #REF! | #REF!
|  | storage | heat contribution to space heating | kWh/a | Q_ws_csh | Q_ws_csh |  |  | 1 | #REF! | #REF! | #REF! | #REF! | #REF! | #REF! | #REF! | #REF! | #REF! | #REF! | #REF! | #REF! | #REF!
|  | storage | auxiliary energy demand | kWh/a | Q_ws_aux | Q_ws_aux |  |  | 1 | #REF! | #REF! | #REF! | #REF! | #REF! | #REF! | #REF! | #REF! | #REF! | #REF! | #REF! | #REF! | #REF!
1
|  | generation | description |  | sys_wg_descr | sys_wg_descr |  |  | 1 | 0 | #REF! | #REF! | #REF! | #REF! | #REF! | #REF! | #REF! | #REF! | #REF! | #REF! | #REF! | #N/A
|  | generation | cycle |  | sys_wg_cycle | sys_wg_cycle |  |  | 1 | 0 | #REF! | #REF! | #REF! | #REF! | #REF! | #REF! | #REF! | #REF! | #REF! | #REF! | #REF! | #N/A
|  | generation | energy loss |  | Q_wg | Q_wg |  |  | 1 | #REF! | #REF! | #REF! | #REF! | #REF! | #REF! | #REF! | #REF! | #REF! | #REF! | #REF! | #REF! | #REF!
|  | generation | auxiliary energy demand | kWh/a | Q_wg_aux | Q_wg_aux |  |  | 1 | #REF! | #REF! | #REF! | #REF! | #REF! | #REF! | #REF! | #REF! | #REF! | #REF! | #REF! | #REF! | #REF!
1
|  | sum auxiliary energy demand |  | kWh/a | Q_w_aux | Q_w_aux |  |  | 1 | #REF! | #REF! | #REF! | #REF! | #REF! | #REF! | #REF! | #REF! | #REF! | #REF! | #REF! | #REF! | #REF!
|  | energyware | description |  | sys_w_ew_descr | sys_w_ew_descr |  |  | 1 | 0 | #N/A | #REF! | #REF! | #N/A | #REF! | #REF! | #REF! | #REF! | #REF! | #REF! | #REF! | #N/A
|  | delivered energy demand | net calorific value | kWh/a | Q_w_del_netcal | Q_w_del_netcal |  |  | 1 | 0 | 0 | 0 | 0 | 0 | 0 | 0 | 0 | 0 | 0 | 0 | 0 | 0
|  | delivered energy demand | gross calorific value | kWh/a | Q_w_del_grosscal | Q_w_del_grosscal |  |  | 1 | 0 | 0 | 0 | 0 | 0 | 0 | 0 | 0 | 0 | 0 | 0 | 0 | 0
1
|  | primary energy demand |  | kWh/a | Q_w_p | Q_w_p |  |  | 1 | #VALUE! | #REF! | #REF! | #REF! | #REF! | #REF! | #REF! | #REF! | #REF! | #REF! | #REF! | #REF! | #REF!
|  | CO2 emissions |  | kg/a | X_w_CO2 | X_w_CO2 |  |  | 1 | #VALUE! | #REF! | #REF! | #REF! | #REF! | #REF! | #REF! | #REF! | #REF! | #REF! | #REF! | #REF! | #REF!
1
1
| Space heating system | [7 empty] | 1
1
|  | useful heat delivered by space heating / ventilation system |  |  | Q_h_sys | Q_h_sys |  |  | 1 | #REF! | #REF! | #REF! | #REF! | #REF! | #REF! | #REF! | #REF! | #REF! | #REF! | #REF! | #REF! | #REF!
[9 empty] | 1 | 0 | #REF! | #REF! | #REF! | #REF! | #REF! | #REF! | #REF! | #REF! | #REF! | #REF! | #REF! | #N/A
|  | control heat emission | description |  | sys_hce_descr | sys_hce_descr |  |  | 1 | 0 | #REF! | #REF! | #REF! | #REF! | #REF! | #REF! | #REF! | #REF! | #REF! | #REF! | #N/A | #N/A
|  | control heat emission | heat loss | kWh/a | Q_hce | Q_hce |  |  | 1 | #REF! | #REF! | #REF! | #REF! | #REF! | #REF! | #REF! | #REF! | #REF! | #REF! | #REF! | #REF! | #REF!
|  | control heat emission | auxiliary energy demand | kWh/a | Q_hce_aux | Q_hce_aux |  |  | 1 | #REF! | #REF! | #REF! | #REF! | #REF! | #REF! | #REF! | #REF! | #REF! | #REF! | #REF! | #REF! | #REF!
1
|  | distribution | description |  | sys_hd_descr | sys_hd_descr |  |  | 1 | 0 | #REF! | #REF! | #REF! | #REF! | #REF! | #REF! | #REF! | #REF! | #REF! | #REF! | #N/A | #N/A
|  | distribution | cycle |  | sys_hd_cycle | sys_hd_cycle |  |  | 1 | 0 | #REF! | #REF! | #REF! | #REF! | #REF! | #REF! | #REF! | #REF! | #REF! | #REF! | #N/A | #N/A
|  | distribution | heat loss | kWh/a | Q_hd | Q_hd |  |  | 1 | #REF! | #REF! | #REF! | #REF! | #REF! | #REF! | #REF! | #REF! | #REF! | #REF! | #REF! | #REF! | #REF!
|  | distribution | auxiliary energy demand | kWh/a | Q_hd_aux | Q_hd_aux |  |  | 1 | #REF! | #REF! | #REF! | #REF! | #REF! | #REF! | #REF! | #REF! | #REF! | #REF! | #REF! | #REF! | #REF!
1
|  | storage | description |  | sys_hs_descr | sys_hs_descr |  |  | 1 | 0 | #N/A | #REF! | #REF! | #REF! | #N/A | #N/A | #N/A | #N/A | #N/A | #N/A | #N/A | #N/A
|  | storage | cycle |  | sys_hs_cycle | sys_hs_cycle |  |  | 1 | 0 | #N/A | #REF! | #REF! | #REF! | #N/A | #N/A | #N/A | #N/A | #N/A | #N/A | #N/A | #N/A
|  | storage | heat loss | kWh/a | Q_hs | Q_hs |  |  | 1 | #REF! | #REF! | #REF! | #REF! | #REF! | #REF! | #REF! | #REF! | #REF! | #REF! | #REF! | #REF! | #REF!
|  | storage | auxiliary energy demand | kWh/a | Q_hs_aux | Q_hs_aux |  |  | 1 | #REF! | #REF! | #REF! | #REF! | #REF! | #REF! | #REF! | #REF! | #REF! | #REF! | #REF! | #REF! | #REF!
1
|  | generation | description |  | sys_hg_descr | sys_hg_descr |  |  | 1 | 0 | #REF! | #REF! | #REF! | #REF! | #REF! | #REF! | #REF! | #REF! | #REF! | #REF! | #N/A | #N/A
|  | generation | cycle |  | sys_hg_cycle | sys_hg_cycle |  |  | 1 | 0 | #REF! | #REF! | #REF! | #REF! | #REF! | #REF! | #REF! | #REF! | #REF! | #REF! | #N/A | #N/A
|  | generation | energy loss |  | Q_hg | Q_hg |  |  | 1 | #REF! | #REF! | #REF! | #REF! | #REF! | #REF! | #REF! | #REF! | #REF! | #REF! | #REF! | #REF! | #REF!
|  | generation | auxiliary energy demand | kWh/a | Q_hg_aux | Q_hg_aux |  |  | 1 | #REF! | #REF! | #REF! | #REF! | #REF! | #REF! | #REF! | #REF! | #REF! | #REF! | #REF! | #REF! | #REF!
1
|  | sum auxiliary energy demand |  | kWh/a | Q_h_aux | Q_h_aux |  |  | 1 | #REF! | #REF! | #REF! | #REF! | #REF! | #REF! | #REF! | #REF! | #REF! | #REF! | #REF! | #REF! | #REF!
|  | energyware | description |  | sys_h_ew_descr | sys_h_ew_descr |  |  | 1 | 0 | #N/A | #REF! | #REF! | #REF! | #N/A | #REF! | #REF! | #REF! | #REF! | #N/A | #N/A | #N/A
|  | delivered energy demand | net calorific value | kWh/a | Q_h_del_netcal | Q_h_del_netcal |  |  | 1 | #REF! | #REF! | #REF! | #REF! | #REF! | #REF! | #REF! | #REF! | #REF! | #REF! | #REF! | #REF! | #REF!
|  | delivered energy demand | gross calorific value | kWh/a | Q_h_del_grosscal | Q_h_del_grosscal |  |  | 1 | #REF! | 0 | 0 | 0 | 0 | 0 | 0 | 0 | 0 | 0 | 0 | 0 | 0
1
|  | primary energy demand |  | kWh/a | Q_h_p | Q_h_p |  |  | 1 | #REF! | #REF! | #REF! | #REF! | #REF! | #REF! | #REF! | #REF! | #REF! | #REF! | #REF! | #REF! | #REF!
|  | CO2 emissions |  | kg/a | X_h_CO2 | X_h_CO2 |  |  | 1 | #REF! | #REF! | #REF! | #REF! | #REF! | #REF! | #REF! | #REF! | #REF! | #REF! | #REF! | #REF! | #REF!
DataOut_CalcSystem_energyware
|  | Output | [7 empty] | var1 var1: var1; sys1 sys1: var2
[6 empty] | Q.Name | Q.Bereich | Q.Transformation | Q.aktiv | var1 var1: var1; sys1 sys1: var2
[6 empty] | Q.Bereich |  |  |  | var1 var1: DataLink_CalcSystem_1; sys1 sys1: DataLink_CalcSystem_2
[6 empty] | Q.Transformation |  |  |  | var1 var1: 0; sys1 sys1: #N/A
[6 empty] | Q.aktiv |  |  | TRUE | bar: var1 var1
Energyware results
|  | gross heat demand of the building, to be covered by heating and ventilation system and by heat gains from hot water system |  | kWh/(m²a) | q_h_gross | q_h_gross |  |  | 1 | var1 var1: #REF!
|  | contribution to heating by hot water system losses |  | kWh/(m²a) | q_h_w | q_h_w |  |  | 1 | var1 var1: #REF!
|  | contribution to heating by mechanical ventilation system |  | kWh/(m²a) | q_h_mv | q_h_mv |  |  | 1 | var1 var1: #REF!
|  | heat losses | control emission | kWh/(m²a) | q_hce_total | q_hce_total |  |  | 1 | var1 var1: #REF!
|  | heat losses | heating distribution | kWh/(m²a) | q_hd_total | q_hd_total |  |  | 1 | var1 var1: #REF!
|  | heat losses | heating storage | kWh/(m²a) | q_hs_total | q_hs_total |  |  | 1 | var1 var1: #REF!
|  | heat losses | heating generation | kWh/(m²a) | q_hg_total | q_hg_total |  |  | 1 | var1 var1: #REF!
[9 empty] | 1 | var1 var1: #REF!
|  | hot water heat demand |  | kWh/(m²a) | q_w_total | q_w_total |  |  | 1 | var1 var1: error: sum fraction <> 1
|  | heat losses | dhw distribution | kWh/(m²a) | q_wd_total | q_wd_total |  |  | 1 | var1 var1: #REF!
|  | heat losses | dhw storage | kWh/(m²a) | q_ws_total | q_ws_total |  |  | 1 | var1 var1: #REF!
|  | heat losses | dhw generation | kWh/(m²a) | q_wg_total | q_wg_total |  |  | 1 | var1 var1: #REF!
1 | bar: sys2 sys2 to sys12 sys12
1 | bar: sys2 sys2 to sys12 sys12
|  | energyware gas | [6 empty] | 1 | bar: sys2 sys2 to sys12 sys12
|  | energyware demand | space heating | kWh/(m²a) | q_del_h_gas | q_del_h_gas |  |  | 1 | var1 var1: #REF!
|  | energyware demand | hot water | kWh/(m²a) | q_del_w_gas | q_del_w_gas |  |  | 1 | var1 var1: #VALUE!
1 | bar: sys2 sys2 to sys12 sys12
|  | energyware oil | [6 empty] | 1 | bar: sys2 sys2 to sys12 sys12
|  | energyware demand | space heating | kWh/(m²a) | q_del_h_oil | q_del_h_oil |  |  | 1 | var1 var1: #REF!
|  | energyware demand | hot water | kWh/(m²a) | q_del_w_oil | q_del_w_oil |  |  | 1 | var1 var1: #VALUE!
1 | bar: sys2 sys2 to sys12 sys12
|  | energyware liquid_gas | [6 empty] | 1 | bar: sys2 sys2 to sys12 sys12
|  | energyware demand | space heating | kWh/(m²a) | q_del_h_liquid_gas | q_del_h_liquid_gas |  |  | 1 | var1 var1: #REF!
|  | energyware demand | hot water | kWh/(m²a) | q_del_w_liquid_gas | q_del_w_liquid_gas |  |  | 1 | var1 var1: #VALUE!
1 | bar: sys2 sys2 to sys12 sys12
|  | energyware coal | [6 empty] | 1 | bar: sys2 sys2 to sys12 sys12
|  | energyware demand | space heating | kWh/(m²a) | q_del_h_coal | q_del_h_coal |  |  | 1 | var1 var1: #REF!
|  | energyware demand | hot water | kWh/(m²a) | q_del_w_coal | q_del_w_coal |  |  | 1 | var1 var1: #VALUE!
1 | bar: sys2 sys2 to sys12 sys12
|  | energyware bio_fw | [6 empty] | 1 | bar: sys2 sys2 to sys12 sys12
|  | energyware demand | space heating | kWh/(m²a) | q_del_h_bio_fw | q_del_h_bio_fw |  |  | 1 | var1 var1: #REF!
|  | energyware demand | hot water | kWh/(m²a) | q_del_w_bio_fw | q_del_w_bio_fw |  |  | 1 | var1 var1: #VALUE!
1 | bar: sys2 sys2 to sys12 sys12
|  | energyware bio_wp | [6 empty] | 1 | bar: sys2 sys2 to sys12 sys12
|  | energyware demand | space heating | kWh/(m²a) | q_del_h_bio_wp | q_del_h_bio_wp |  |  | 1 | var1 var1: #REF!
|  | energyware demand | hot water | kWh/(m²a) | q_del_w_bio_wp | q_del_w_bio_wp |  |  | 1 | var1 var1: #VALUE!
1 | bar: sys2 sys2 to sys12 sys12
|  | energyware bio_wc | [6 empty] | 1 | bar: sys2 sys2 to sys12 sys12
|  | energyware demand | space heating | kWh/(m²a) | q_del_h_bio_wc | q_del_h_bio_wc |  |  | 1 | var1 var1: #REF!
|  | energyware demand | hot water | kWh/(m²a) | q_del_w_bio_wc | q_del_w_bio_wc |  |  | 1 | var1 var1: #VALUE!
1 | bar: sys2 sys2 to sys12 sys12
|  | energyware el | [6 empty] | 1 | bar: sys2 sys2 to sys12 sys12
|  | energyware demand | space heating | kWh/(m²a) | q_del_h_el | q_del_h_el |  |  | 1 | var1 var1: #REF!
|  | energyware demand | hot water | kWh/(m²a) | q_del_w_el | q_del_w_el |  |  | 1 | var1 var1: #VALUE!
1 | bar: sys2 sys2 to sys12 sys12
|  | energyware el_op | [6 empty] | 1 | bar: sys2 sys2 to sys12 sys12
|  | energyware demand | space heating | kWh/(m²a) | q_del_h_el_op | q_del_h_el_op |  |  | 1 | var1 var1: #REF!
|  | energyware demand | hot water | kWh/(m²a) | q_del_w_el_op | q_del_w_el_op |  |  | 1 | var1 var1: #VALUE!
1 | bar: sys2 sys2 to sys12 sys12
|  | energyware el_aux | [6 empty] | 1 | bar: sys2 sys2 to sys12 sys12
|  | energyware demand | space heating | kWh/(m²a) | q_del_h_el_aux | q_del_h_el_aux |  |  | 1 | var1 var1: #REF!
|  | energyware demand | hot water | kWh/(m²a) | q_del_w_el_aux | q_del_w_el_aux |  |  | 1 | var1 var1: #REF!
1 | bar: sys2 sys2 to sys12 sys12
|  | energyware dh | [6 empty] | 1 | bar: sys2 sys2 to sys12 sys12
|  | energyware demand | space heating | kWh/(m²a) | q_del_h_dh | q_del_h_dh |  |  | 1 | var1 var1: #REF!
|  | energyware demand | hot water | kWh/(m²a) | q_del_w_dh | q_del_w_dh |  |  | 1 | var1 var1: #VALUE!
1 | bar: sys2 sys2 to sys12 sys12
|  | energyware sun | [6 empty] | 1 | bar: sys2 sys2 to sys12 sys12
|  | energyware demand | space heating | kWh/(m²a) | q_del_h_sun | q_del_h_sun |  |  | 1 | var1 var1: #REF!
|  | energyware demand | hot water | kWh/(m²a) | q_del_w_sun | q_del_w_sun |  |  | 1 | var1 var1: #VALUE!
1 | bar: sys2 sys2 to sys12 sys12
|  | energyware special 1 |  |  | name_ews1 | name_ews1 |  |  | 1 | var1 var1: fuel_u_b
|  | energyware demand | space heating | kWh/(m²a) | q_del_h_ews1 | q_del_h_ews1 |  |  | 1 | var1 var1: #REF!
|  | energyware demand | hot water | kWh/(m²a) | q_del_w_ews1 | q_del_w_ews1 |  |  | 1 | var1 var1: #VALUE!
1 | bar: sys2 sys2 to sys12 sys12
|  | energyware special 2 |  |  | name_ews2 | name_ews2 |  |  | 1 | var1 var1: fuel_u_b_C
|  | energyware demand | space heating | kWh/(m²a) | q_del_h_ews2 | q_del_h_ews2 |  |  | 1 | var1 var1: #REF!
|  | energyware demand | hot water | kWh/(m²a) | q_del_w_ews2 | q_del_w_ews2 |  |  | 1 | var1 var1: #VALUE!
1 | bar: sys2 sys2 to sys12 sys12
|  | energyware special 3 |  |  | name_ews3 | name_ews3 |  |  | 1 | var1 var1: fuel_u_b_D
|  | energyware demand | space heating | kWh/(m²a) | q_del_h_ews3 | q_del_h_ews3 |  |  | 1 | var1 var1: #REF!
|  | energyware demand | hot water | kWh/(m²a) | q_del_w_ews3 | q_del_w_ews3 |  |  | 1 | var1 var1: #VALUE!
1 | bar: sys2 sys2 to sys12 sys12
|  | energyware special 4 |  |  | name_ews4 | name_ews4 |  |  | 1 | bar: sys2 sys2 to sys12 sys12
|  | energyware demand | space heating | kWh/(m²a) | q_del_h_ews4 | q_del_h_ews4 |  |  | 1 | var1 var1: #REF!
|  | energyware demand | hot water | kWh/(m²a) | q_del_w_ews4 | q_del_w_ews4 |  |  | 1 | var1 var1: #VALUE!
1 | bar: sys2 sys2 to sys12 sys12
|  | energyware special 5 |  |  | name_ews5 | name_ews5 |  |  | 1 | var1 var1: fuel_u_chp
|  | energyware demand | space heating | kWh/(m²a) | q_del_h_ews5 | q_del_h_ews5 |  |  | 1 | var1 var1: #REF!
|  | energyware demand | hot water | kWh/(m²a) | q_del_w_ews5 | q_del_w_ews5 |  |  | 1 | var1 var1: #VALUE!
1 | bar: sys2 sys2 to sys12 sys12
|  | energyware special 6 |  |  | name_ews6 | name_ews6 |  |  | 1 | bar: sys2 sys2 to sys12 sys12
|  | energyware demand | space heating | kWh/(m²a) | q_del_h_ews6 | q_del_h_ews6 |  |  | 1 | var1 var1: #REF!
|  | energyware demand | hot water | kWh/(m²a) | q_del_w_ews6 | q_del_w_ews6 |  |  | 1 | var1 var1: #VALUE!
1 | bar: sys2 sys2 to sys12 sys12
|  | energyware special 7 |  |  | name_ews7 | name_ews7 |  |  | 1 | bar: sys2 sys2 to sys12 sys12
|  | energyware demand | space heating | kWh/(m²a) | q_del_h_ews7 | q_del_h_ews7 |  |  | 1 | var1 var1: #REF!
|  | energyware demand | hot water | kWh/(m²a) | q_del_w_ews7 | q_del_w_ews7 |  |  | 1 | var1 var1: #VALUE!
1 | bar: sys2 sys2 to sys12 sys12
|  | energyware special 8 |  |  | name_ews8 | name_ews8 |  |  | 1 | bar: sys2 sys2 to sys12 sys12
|  | energyware demand | space heating | kWh/(m²a) | q_del_h_ews8 | q_del_h_ews8 |  |  | 1 | var1 var1: #REF!
|  | energyware demand | hot water | kWh/(m²a) | q_del_w_ews8 | q_del_w_ews8 |  |  | 1 | var1 var1: #VALUE!
1 | bar: sys2 sys2 to sys12 sys12
|  | energyware special 9 |  |  | name_ews9 | name_ews9 |  |  | 1 | bar: sys2 sys2 to sys12 sys12
|  | energyware demand | space heating | kWh/(m²a) | q_del_h_ews9 | q_del_h_ews9 |  |  | 1 | var1 var1: #REF!
|  | energyware demand | hot water | kWh/(m²a) | q_del_w_ews9 | q_del_w_ews9 |  |  | 1 | var1 var1: #VALUE!
1 | bar: sys2 sys2 to sys12 sys12
|  | energyware special 10 |  |  | name_ews10 | name_ews10 |  |  | 1 | bar: sys2 sys2 to sys12 sys12
|  | energyware demand | space heating | kWh/(m²a) | q_del_h_ews10 | q_del_h_ews10 |  |  | 1 | var1 var1: #REF!
|  | energyware demand | hot water | kWh/(m²a) | q_del_w_ews10 | q_del_w_ews10 |  |  | 1 | var1 var1: #VALUE!
1 | bar: sys2 sys2 to sys12 sys12
1 | bar: sys2 sys2 to sys12 sys12
| Sum calculated energy demand | [7 empty] | 1
|  | space heating | fuels | kWh/(m²a) | q_c_h_fuels | q_c_h_fuels |  |  | 1 | var1 var1: #REF!
|  | space heating | district heating | kWh/(m²a) | q_c_h_dh | q_c_h_dh |  |  | 1 | var1 var1: #REF!
|  | space heating | electricity | kWh/(m²a) | q_c_h_el | q_c_h_el |  |  | 1 | var1 var1: #REF!
|  | hot water | fuels | kWh/(m²a) | q_c_w_fuels | q_c_w_fuels |  |  | 1 | bar: var1 var1; sys2 sys2 to sys12 sys12
|  | hot water | district heating | kWh/(m²a) | q_c_w_dh | q_c_w_dh |  |  | 1 | bar: var1 var1; sys2 sys2 to sys12 sys12
|  | hot water | electricity | kWh/(m²a) | q_c_w_el | q_c_w_el |  |  | 1 | bar: var1 var1; sys2 sys2 to sys12 sys12
1
1 | bar: sys2 sys2 to sys12 sys12
DataOut_chart_energyware
|  | Output | [7 empty] | var1 var1: var1; sys1 sys1: var2
[6 empty] | Q.Name | Q.Bereich | Q.Transformation | Q.aktiv | var1 var1: var1; sys1 sys1: var2
[6 empty] | Q.Bereich |  |  |  | var1 var1: DataOut_CalcSystem_energyware; sys1 sys1: DataOut_CalcSystem_energyware
[6 empty] | Q.Transformation |  |  |  | var1 var1: 0; sys1 sys1: 0
[6 empty] | Q.aktiv |  |  | TRUE | bar: var1 var1
Energyware results for chart
[5 empty] | name_ew_1 |  |  |  |  | var1 var1: gas; sys1 sys1: gas
[5 empty] | name_ew_2 |  |  |  |  | var1 var1: oil; sys1 sys1: oil
[5 empty] | name_ew_3 |  |  |  |  | var1 var1: liquid_gas; sys1 sys1: liquid_gas
[5 empty] | name_ew_4 |  |  |  |  | var1 var1: coal; sys1 sys1: coal
[5 empty] | name_ew_5 |  |  |  |  | var1 var1: bio_fw; sys1 sys1: bio_fw
[5 empty] | name_ew_6 |  |  |  |  | var1 var1: bio_wp; sys1 sys1: bio_wp
[5 empty] | name_ew_7 |  |  |  |  | var1 var1: bio_wc; sys1 sys1: bio_wc
name_ew_8 | bar: var1 var1 to sys12 sys12
[5 empty] | name_ew_9 |  |  |  |  | var1 var1: el_op; sys1 sys1: el_op
[5 empty] | name_ew_10 |  |  |  |  | var1 var1: el_aux; sys1 sys1: el_aux
name_ew_11 | bar: var1 var1 to sys12 sys12
[5 empty] | name_ew_12 |  |  |  |  | var1 var1: sun; sys1 sys1: sun
[5 empty] | name_ew_13 | name_ews1 |  |  | 1 | var1 var1: fuel_u_b
[5 empty] | name_ew_14 | name_ews2 |  |  | 1 | var1 var1: fuel_u_b_C
[5 empty] | name_ew_15 | name_ews3 |  |  | 1 | var1 var1: fuel_u_b_D
[5 empty] | name_ew_16 | name_ews4 |  |  | 1 | bar: sys2 sys2 to sys12 sys12
[5 empty] | name_ew_17 | name_ews5 |  |  | 1 | var1 var1: fuel_u_chp
[5 empty] | name_ew_18 | name_ews6 |  |  | 1 | bar: sys2 sys2 to sys12 sys12
[5 empty] | name_ew_19 | name_ews7 |  |  | 1 | bar: sys2 sys2 to sys12 sys12
[5 empty] | name_ew_20 | name_ews8 |  |  | 1 | bar: sys2 sys2 to sys12 sys12
[5 empty] | name_ew_21 | name_ews9 |  |  | 1 | bar: sys2 sys2 to sys12 sys12
[5 empty] | name_ew_22 | name_ews10 |  |  | 1 | bar: sys2 sys2 to sys12 sys12
|  |  |  | kWh/(m²a) | q_del_h_ew_1 | q_del_h_gas |  |  | 1 | var1 var1: #REF!
|  |  |  | kWh/(m²a) | q_del_h_ew_2 | q_del_h_oil |  |  | 1 | var1 var1: #REF!
|  |  |  | kWh/(m²a) | q_del_h_ew_3 | q_del_h_liquid_gas |  |  | 1 | var1 var1: #REF!
|  |  |  | kWh/(m²a) | q_del_h_ew_4 | q_del_h_coal |  |  | 1 | var1 var1: #REF!
|  |  |  | kWh/(m²a) | q_del_h_ew_5 | q_del_h_bio_fw |  |  | 1 | var1 var1: #REF!
|  |  |  | kWh/(m²a) | q_del_h_ew_6 | q_del_h_bio_wp |  |  | 1 | var1 var1: #REF!
|  |  |  | kWh/(m²a) | q_del_h_ew_7 | q_del_h_bio_wc |  |  | 1 | var1 var1: #REF!
|  |  |  | kWh/(m²a) | q_del_h_ew_8 | q_del_h_el |  |  | 1 | var1 var1: #REF!
|  |  |  | kWh/(m²a) | q_del_h_ew_9 | q_del_h_el_op |  |  | 1 | var1 var1: #REF!
|  |  |  | kWh/(m²a) | q_del_h_ew_10 | q_del_h_el_aux |  |  | 1 | var1 var1: #REF!
|  |  |  | kWh/(m²a) | q_del_h_ew_11 | q_del_h_dh |  |  | 1 | var1 var1: #REF!
|  |  |  | kWh/(m²a) | q_del_h_ew_12 | q_del_h_sun |  |  | 1 | var1 var1: #REF!
|  |  |  | kWh/(m²a) | q_del_h_ew_13 | q_del_h_ews1 |  |  | 1 | var1 var1: #REF!
|  |  |  | kWh/(m²a) | q_del_h_ew_14 | q_del_h_ews2 |  |  | 1 | var1 var1: #REF!
|  |  |  | kWh/(m²a) | q_del_h_ew_15 | q_del_h_ews3 |  |  | 1 | var1 var1: #REF!
|  |  |  | kWh/(m²a) | q_del_h_ew_16 | q_del_h_ews4 |  |  | 1 | var1 var1: #REF!
|  |  |  | kWh/(m²a) | q_del_h_ew_17 | q_del_h_ews5 |  |  | 1 | var1 var1: #REF!
|  |  |  | kWh/(m²a) | q_del_h_ew_18 | q_del_h_ews6 |  |  | 1 | var1 var1: #REF!
|  |  |  | kWh/(m²a) | q_del_h_ew_19 | q_del_h_ews7 |  |  | 1 | var1 var1: #REF!
|  |  |  | kWh/(m²a) | q_del_h_ew_20 | q_del_h_ews8 |  |  | 1 | var1 var1: #REF!
|  |  |  | kWh/(m²a) | q_del_h_ew_21 | q_del_h_ews9 |  |  | 1 | var1 var1: #REF!
|  |  |  | kWh/(m²a) | q_del_h_ew_22 | q_del_h_ews10 |  |  | 1 | var1 var1: #REF!
|  |  |  | kWh/(m²a) | q_del_w_ew_1 | q_del_w_gas |  |  | 1 | var1 var1: #VALUE!
|  |  |  | kWh/(m²a) | q_del_w_ew_2 | q_del_w_oil |  |  | 1 | var1 var1: #VALUE!
|  |  |  | kWh/(m²a) | q_del_w_ew_3 | q_del_w_liquid_gas |  |  | 1 | var1 var1: #VALUE!
|  |  |  | kWh/(m²a) | q_del_w_ew_4 | q_del_w_coal |  |  | 1 | var1 var1: #VALUE!
|  |  |  | kWh/(m²a) | q_del_w_ew_5 | q_del_w_bio_fw |  |  | 1 | var1 var1: #VALUE!
|  |  |  | kWh/(m²a) | q_del_w_ew_6 | q_del_w_bio_wp |  |  | 1 | var1 var1: #VALUE!
|  |  |  | kWh/(m²a) | q_del_w_ew_7 | q_del_w_bio_wc |  |  | 1 | var1 var1: #VALUE!
|  |  |  | kWh/(m²a) | q_del_w_ew_8 | q_del_w_el |  |  | 1 | var1 var1: #VALUE!
|  |  |  | kWh/(m²a) | q_del_w_ew_9 | q_del_w_el_op |  |  | 1 | var1 var1: #VALUE!
|  |  |  | kWh/(m²a) | q_del_w_ew_10 | q_del_w_el_aux |  |  | 1 | var1 var1: #REF!
|  |  |  | kWh/(m²a) | q_del_w_ew_11 | q_del_w_dh |  |  | 1 | var1 var1: #VALUE!
|  |  |  | kWh/(m²a) | q_del_w_ew_12 | q_del_w_sun |  |  | 1 | var1 var1: #VALUE!
|  |  |  | kWh/(m²a) | q_del_w_ew_13 | q_del_w_ews1 |  |  | 1 | var1 var1: #VALUE!
|  |  |  | kWh/(m²a) | q_del_w_ew_14 | q_del_w_ews2 |  |  | 1 | var1 var1: #VALUE!
|  |  |  | kWh/(m²a) | q_del_w_ew_15 | q_del_w_ews3 |  |  | 1 | var1 var1: #VALUE!
|  |  |  | kWh/(m²a) | q_del_w_ew_16 | q_del_w_ews4 |  |  | 1 | var1 var1: #VALUE!
|  |  |  | kWh/(m²a) | q_del_w_ew_17 | q_del_w_ews5 |  |  | 1 | var1 var1: #VALUE!
|  |  |  | kWh/(m²a) | q_del_w_ew_18 | q_del_w_ews6 |  |  | 1 | var1 var1: #VALUE!
|  |  |  | kWh/(m²a) | q_del_w_ew_19 | q_del_w_ews7 |  |  | 1 | var1 var1: #VALUE!
|  |  |  | kWh/(m²a) | q_del_w_ew_20 | q_del_w_ews8 |  |  | 1 | var1 var1: #VALUE!
|  |  |  | kWh/(m²a) | q_del_w_ew_21 | q_del_w_ews9 |  |  | 1 | var1 var1: #VALUE!
|  |  |  | kWh/(m²a) | q_del_w_ew_22 | q_del_w_ews10 |  |  | 1 | var1 var1: #VALUE!
| Sheet type |  | calc consumption
DataIn_CalcConsumption
|  | Input | [7 empty] | var1 var1: var1; sys1 sys1: var2; sys2 sys2: var3
[6 empty] | Q.Name | Q.Bereich | Q.Transformation | Q.aktiv | var1 var1: var1; sys1 sys1: var2
Q.Bereich
Q.Transformation
[6 empty] | Q.aktiv |  |  | TRUE | bar: var1 var1
[5 empty] | table_energyware | table_energyware | DataIn_Workbook | 0 | 1 | var1 var1: #REF!
[5 empty] | type_ref_area | type_ref_area | DataIn_Workbook | 0 | 1 | var1 var1: #REF!
[5 empty] | A_ref | A_ref | DataOut_CalcBuilding | 0 | 1 | var1 var1: #REF!
|  | useful heat delivered by hot water system |  |  | Q_w_sys | Q_w_sys | DataOut_CalcSystem | 0 | 1 | var1 var1: #VALUE!
|  | useful heat delivered by space heating / ventilation system |  |  | Q_h_sys | Q_h_sys | DataOut_CalcSystem | 0 | 1 | var1 var1: #REF!
Calculated energy demand (without auxiliary energy)
|  | space heating | fuels | kWh/(m²a) | q_c_h_fuels | q_c_h_fuels | DataOut_CalcSystem_energyware | 0 | 1 | var1 var1: #REF!
|  | space heating | district heating | kWh/(m²a) | q_c_h_dh | q_c_h_dh | DataOut_CalcSystem_energyware | 0 | 1 | var1 var1: #REF!
|  | space heating | electricity | kWh/(m²a) | q_c_h_el | q_c_h_el | DataOut_CalcSystem_energyware | 0 | 1 | var1 var1: #REF!
|  | hot water | fuels | kWh/(m²a) | q_c_w_fuels | q_c_w_fuels | DataOut_CalcSystem_energyware | 0 | 1 | bar: var1 var1 to sys12 sys12
|  | hot water | district heating | kWh/(m²a) | q_c_w_dh | q_c_w_dh | DataOut_CalcSystem_energyware | 0 | 1 | bar: var1 var1 to sys12 sys12
|  | hot water | electricity | kWh/(m²a) | q_c_w_el | q_c_w_el | DataOut_CalcSystem_energyware | 0 | 1 | bar: var1 var1 to sys12 sys12
Measured energy consumption
[5 empty] | consumption_oil | consumption_oil | DataIn_Workbook | 0 | 1 | var1 var1: #REF!
[5 empty] | consumption_natural_gas | consumption_natural_gas | DataIn_Workbook | 0 | 1 | var1 var1: #REF!
[5 empty] | type_measurement_natural_gas | type_measurement_natural_gas | DataIn_Workbook | 0 | 1 | var1 var1: kWh
[5 empty] | consumption_liquid_gas | consumption_liquid_gas | DataIn_Workbook | 0 | 1 | var1 var1: #REF!
[5 empty] | consumption_coal | consumption_coal | DataIn_Workbook | 0 | 1 | var1 var1: #REF!
[5 empty] | consumption_dh | consumption_dh | DataIn_Workbook | 0 | 1 | var1 var1: #REF!
[5 empty] | consumption_el | consumption_el | DataIn_Workbook | 0 | 1 | var1 var1: #REF!
[5 empty] | consumption_firewood | consumption_firewood | DataIn_Workbook | 0 | 1 | var1 var1: #REF!
[5 empty] | consumption_woodpellets | consumption_woodpellets | DataIn_Workbook | 0 | 1 | var1 var1: #REF!
[5 empty] | consumption_uses | consumption_uses | DataIn_Workbook | 0 | 1 | var1 var1: h+w
[5 empty] | consumption_year1 | consumption_year1 | DataIn_Workbook | 0 | 1 | var1 var1: #REF!
[5 empty] | consumption_year2 | consumption_year2 | DataIn_Workbook | 0 | 1 | var1 var1: #REF!
DataOut_CalcConsumption
|  | Output | [7 empty] | var1 var1: var1; sys1 sys1: var2; sys2 sys2: var3
[6 empty] | Q.Name | Q.Bereich | Q.Transformation | Q.aktiv | var1 var1: var1; sys1 sys1: var2
[6 empty] | Q.Bereich |  |  |  | var1 var1: DataLink_CalcConsumption_1
[6 empty] | Q.Transformation |  |  |  | var1 var1: 0
[6 empty] | Q.aktiv |  |  | TRUE | bar: var1 var1
|  | Parameter | [6 empty] | 1
|  | utilisation |  |  | q_m_utilisation | q_m_utilisation |  |  | 1 | var1 var1: h+w
|  | type climate correction |  |  | type_climate_correction | type_climate_correction |  |  | 1 | bar: var1 var1 to sys12 sys12
1
1
|  | Measured Consumption | [6 empty] | 1
|  | gas |  | kWh/(m²a) | q_m_del_gas | q_m_del_gas |  |  | 1 | var1 var1: #REF!
|  | oil |  | kWh/(m²a) | q_m_del_oil | q_m_del_oil |  |  | 1 | var1 var1: #REF!
|  | liquid gas |  | kWh/(m²a) | q_m_del_liquid_gas | q_m_del_liquid_gas |  |  | 1 | var1 var1: #REF!
|  | coal |  | kWh/(m²a) | q_m_del_coal | q_m_del_coal |  |  | 1 | var1 var1: #REF!
|  | biomass firewood |  | kWh/(m²a) | q_m_del_bio_fw | q_m_del_bio_fw |  |  | 1 | var1 var1: #REF!
|  | biomass wood pellets |  | kWh/(m²a) | q_m_del_bio_wp | q_m_del_bio_wp |  |  | 1 | var1 var1: #REF!
|  | electricity |  | kWh/(m²a) | q_m_del_el | q_m_del_el |  |  | 1 | var1 var1: #REF!
|  | district heating |  | kWh/(m²a) | q_m_del_dh | q_m_del_dh |  |  | 1 | var1 var1: #REF!
1
1
|  | Summary measured consumption (for uses defined above) | [6 empty] | 1
|  | fuels |  | kWh/(m²a) | q_m_sum_fuels | q_m_sum_fuels |  |  | 1 | var1 var1: #REF!
|  | district heating |  | kWh/(m²a) | q_m_sum_dh | q_m_sum_dh |  |  | 1 | var1 var1: #REF!
|  | electricity (without auxiliary energy) |  | kWh/(m²a) | q_m_sum_el | q_m_sum_el |  |  | 1 | var1 var1: #REF!
1
1
|  | Summary calculated consumption (for uses defined above) | [6 empty] | 1
|  | fuels |  | kWh/(m²a) | q_c_sum_fuels | q_c_sum_fuels |  |  | 1 | var1 var1: #REF!
|  | district heating |  | kWh/(m²a) | q_c_sum_dh | q_c_sum_dh |  |  | 1 | var1 var1: #REF!
|  | electricity (without auxiliary energy) |  | kWh/(m²a) | q_c_sum_el | q_c_sum_el |  |  | 1 | var1 var1: #REF!
1
1
|  | Comparison measurement to calculation | [6 empty] | 1
|  | relation measured to calculated consumption |  |  | relation_m_c | relation_m_c |  |  | 1 | var1 var1: #REF!
|  | parameter p | lower limit |  | par_m_c_p_lower_limit | par_m_c_p_lower_limit |  |  | 1 | var1 var1: 0.4
|  | parameter p | upper limit |  | par_m_c_p_upper_limit | par_m_c_p_upper_limit |  |  | 1 | var1 var1: 2
|  | parameter p |  |  | par_m_c_p | par_m_c_p |  |  | 1 | var1 var1: #VALUE!
|  | parameter a |  |  | par_m_c_a | par_m_c_a |  |  | 1 | var1 var1: #VALUE!
|  | parameter b |  |  | par_m_c_b | par_m_c_b |  |  | 1 | var1 var1: #VALUE!
|  | parameter c |  |  | par_m_c_c | par_m_c_c |  |  | 1 | var1 var1: #VALUE!
1
1
|  | Expected Consumption, derived from calculation | [6 empty] | 1
|  | parameter p |  |  | par_e_c_p | par_e_c_p |  |  | 1 | var1 var1: -0.2
|  | parameter a |  |  | par_e_c_a | par_e_c_a |  |  | 1 | var1 var1: -0.2
|  | parameter b |  |  | par_e_c_b | par_e_c_b |  |  | 1 | var1 var1: 1.3
|  | parameter c |  |  | par_e_c_c | par_e_c_c |  |  | 1 | var1 var1: 500
|  | adaptation factor expected consumption |  |  | f_adapt_expect | f_adapt_expect |  |  | 1 | var1 var1: #REF!
1
1
|  | Resulting adaptation factor for energy advice |  |  | f_adapt_energy_advice | f_adapt_energy_advice |  |  | 1 | var1 var1: #REF!
1
1
1
1
1
1
included in DataLink Change (s.a.)
included in DataLink Change (s.a.)
included in DataLink Change (s.a.)
included in DataLink Change (s.a.)
included in DataLink Change (s.a.)
included in DataLink Change (s.a.)
included in DataLink Change (s.a.)
included in DataLink Change (s.a.)
included in DataLink Change (s.a.)
included in DataLink Change (s.a.)
={DataLink Formula}
{Value}
Change DataLink Formulas to Values
{Value}
Change Values to DataLink Formulas and update existing DataLink Formulas
={DataLink Formula}
included in DataLink Change (s.a.)
={DataLink Formula}
={DataLink Formula}
included in DataLink Change (s.a.)
included in DataLink Change (s.a.)
included in DataLink Change (s.a.)
included in DataLink Change (s.a.)
included in DataLink Change (s.a.)

## control lists
| Für Auswahlliste | [5 empty] | Für automatische Aktualisierung
| Typ | Datei | Blatt | Bereich |  | Transformation
[5 empty] | Liste_Quellbereiche | Liste_Quellbereiche_Transformation | Liste_Bereiche_DataLink
1 | Blatt | EnergieCheck-DataMan.xls | DB IN 1 | $A:$IV | '[EnergieCheck-DataMan.xls]DB IN 1'!$A:$IV | 1 | DataIn_Workbook
2 | Blatt | EnergieCheck-DataMan.xls | DB IN 1 | $1:$65536 | '[EnergieCheck-DataMan.xls]DB IN 1'!$1:$65536 | 1 | DataOut_Workbook
3 | Bereich |  |  |  |  | 0 | DataIn_CalcEnvEstim
4 | Bereich |  |  |  |  | 0 | DataOut_CalcEnvEstim
5 | Bereich |  |  | DataIn_Workbook | DataIn_Workbook | 0 | DataIn_CalcU
6 | Bereich |  |  | DataIn_CalcEnvEstim | DataIn_CalcEnvEstim | 0 | DataOut_CalcU
7 | Bereich |  |  | DataIn_Calc_deEnEV | DataIn_Calc_deEnEV | 0 | DataIn_CalcBuilding
8 | Bereich |  |  | DataIn_CalcU | DataIn_CalcU | 0 | DataOut_CalcBuilding
9 | Bereich |  |  | DataIn_CalcBuilding | DataIn_CalcBuilding | 0 | DataIn_CalcSystem
10 | Bereich |  |  | DataIn_CalcSystem | DataIn_CalcSystem | 0 | DataOut_CalcSystem
11 | Bereich |  |  | DataIn_CalcConsumption | DataIn_CalcConsumption | 0 | DataOut_CalcSystem_energyware
12 | Bereich |  |  |  |  | 0 | DataOut_chart_energyware
13 | Bereich |  |  | DataOut_Workbook | DataOut_Workbook | 0 | DataIn_Calc_deEnEV
14 | Bereich |  |  | DataOut_CalcEnvEstim | DataOut_CalcEnvEstim | 0 | DataOut_Calc_deEnEV
15 | Bereich |  |  | DataOut_Calc_deEnEV | DataOut_Calc_deEnEV | 0 | DataIn_CalcConsumption
16 | Bereich |  |  | DataOut_CalcU | DataOut_CalcU | 0 | DataOut_CalcConsumption
17 | Bereich |  |  | DataOut_CalcBuilding | DataOut_CalcBuilding | 0
18 | Bereich |  |  | DataOut_CalcSystem | DataOut_CalcSystem | 0
19 | Bereich |  |  | DataOut_CalcSystem_energyware | DataOut_CalcSystem_energyware | 0
20 | Bereich |  |  | DataOut_CalcConsumption | DataOut_CalcConsumption | 0
21 | Bereich |  |  |  |  | 0
22 | Bereich |  |  | DataLink_CalcEnvEstim_1 | DataLink_CalcEnvEstim_1 | 0
23 | Bereich |  |  | DataLink_deEnEV_1 | DataLink_deEnEV_1 | 0
24 | Bereich |  |  | DataLink_CalcU_1 | DataLink_CalcU_1 | 0
25 | Bereich |  |  | DataLink_CalcBuilding_1 | DataLink_CalcBuilding_1 | 0
26 | Bereich |  |  | DataLink_CalcSystem_1 | DataLink_CalcSystem_1 | 0
27 | Bereich |  |  | DataLink_CalcConsumption_1 | DataLink_CalcConsumption_1 | 0
28 | Bereich |  |  |  |  | 0
29 | Bereich |  |  |  |  | 0
30 | Bereich |  |  | KfW_Moni_Trans | KfW_Moni_Trans | 0
31 | Bereich |  |  | DataLink_ECLU | DataLink_ECLU | 0
32 | Bereich |  |  |  |  | 0
33 | Bereich |  |  |  |  | 0
34 | Bereich
35 | Bereich
36 | Bereich
37 | Bereich
38
39
40
41
42
43
44
45
46
47
48
49
50

## calc consumption
Input Source |  |  |  |  | DataIn_CalcConsumption
DataLink_CalcConsumption_1
Input |  |  |  |  | Var1
|  |  |  | table_energyware | #REF!
|  |  |  | type_ref_area | #REF!
|  |  |  | A_ref | #REF!
useful heat delivered by hot water system |  |  |  | Q_w_sys | #VALUE!
useful heat delivered by space heating / ventilation system |  |  |  | Q_h_sys | #REF!
| H_s |  | kWh/(m²a) | q_c_h_fuels | #REF!
|  |  | kWh/(m²a) | q_c_h_dh | #REF!
|  |  | kWh/(m²a) | q_c_h_el | #REF!
| H_s |  | kWh/(m²a) | q_c_w_fuels | -
|  |  | kWh/(m²a) | q_c_w_dh | -
|  |  | kWh/(m²a) | q_c_w_el | -
|  |  |  | consumption_oil | #REF!
|  |  |  | consumption_natural_gas | #REF!
|  |  |  | type_measurement_natural_gas | kWh
|  |  |  | consumption_liquid_gas | #REF!
|  |  |  | consumption_coal | #REF!
|  |  |  | consumption_dh | #REF!
|  |  |  | consumption_el | #REF!
|  |  |  | consumption_firewood | #REF!
|  |  |  | consumption_woodpellets | #REF!
|  |  |  | consumption_uses | h+w
|  |  |  | consumption_year1 | #REF!
|  |  |  | consumption_year2 | #REF!
Output
Parameter
utilisation |  |  |  | q_m_utilisation | h+w
type climate correction |  |  |  | type_climate_correction | -
Measured Consumption
gas |  |  | kWh/(m²a) | q_m_del_gas | #REF!
oil |  |  | kWh/(m²a) | q_m_del_oil | #REF!
liquid gas |  |  | kWh/(m²a) | q_m_del_liquid_gas | #REF!
coal |  |  | kWh/(m²a) | q_m_del_coal | #REF!
biomass firewood |  |  | kWh/(m²a) | q_m_del_bio_fw | #REF!
biomass wood pellets |  |  | kWh/(m²a) | q_m_del_bio_wp | #REF!
electricity |  |  | kWh/(m²a) | q_m_del_el | #REF!
district heating |  |  | kWh/(m²a) | q_m_del_dh | #REF!
Summary measured consumption (for uses defined above)
fuels |  |  | kWh/(m²a) | q_m_sum_fuels | #REF!
district heating |  |  | kWh/(m²a) | q_m_sum_dh | #REF!
electricity (without auxiliary energy) |  |  | kWh/(m²a) | q_m_sum_el | #REF!
Summary calculated consumption (for uses defined above)
fuels |  |  | kWh/(m²a) | q_c_sum_fuels | #REF!
district heating |  |  | kWh/(m²a) | q_c_sum_dh | #REF!
electricity (without auxiliary energy) |  |  | kWh/(m²a) | q_c_sum_el | #REF!
Comparison measurement to calculation
relation measured to calculated consumption |  |  |  | relation_m_c | #REF!
parameter p |  | lower limit |  | par_m_c_p_lower_limit | 0.4
parameter p |  | upper limit |  | par_m_c_p_upper_limit | 2
parameter p |  |  |  | par_m_c_p | #VALUE!
parameter a |  |  |  | par_m_c_a | #VALUE!
parameter b |  |  |  | par_m_c_b | #VALUE!
parameter c |  |  |  | par_m_c_c | #VALUE!
Expected Consumption, derived from calculation
parameter p |  |  |  | par_e_c_p | -0.2
parameter a |  |  |  | par_e_c_a | -0.2
parameter b |  |  |  | par_e_c_b | 1.3
parameter c |  |  |  | par_e_c_c | 500
adaptation factor expected consumption |  |  |  | f_adapt_expect | #REF!
Resulting adaptation factor for energy advice |  |  |  | f_adapt_energy_advice | #REF!
Measured Energy Consumption
| unit1 |  | edu1
gas | #VALUE! |  | #VALUE! | q_m_del_gas | #REF! | kWh/(m²a)
oil | #VALUE! |  | #VALUE! | q_m_del_oil | #REF! | kWh/(m²a)
liquid_gas | #VALUE! |  | #VALUE! | q_m_del_liquid_gas | #REF! | kWh/(m²a)
coal | #VALUE! |  | #VALUE! | q_m_del_coal | #REF! | kWh/(m²a)
bio_fw | #VALUE! |  | #VALUE! | q_m_del_bio_fw | #REF! | kWh/(m²a)
bio_wp | #VALUE! |  | #VALUE! | q_m_del_bio_wp | #REF! | kWh/(m²a)
el | #VALUE! |  | #VALUE! | q_m_del_el | #REF! | kWh/(m²a)
dh_u | #VALUE! |  | #VALUE! | q_m_del_dh | #REF! | kWh/(m²a)
|  |  |  | consumption_uses | h+w
|  |  |  | type_climate_correction | - | no implementation yet
Summary measured consumption
fuels |  |  |  |  | #REF! | kWh/(m²a)
district heating |  |  |  |  | #REF! | kWh/(m²a)
electricity (without auxiliary energy) |  |  |  |  | #REF! | kWh/(m²a)
Expected Energy Consumption / Adaptation consumption/demand
Summary calculated demand (without auxiliary energy) |  |  |  |  | h+w
fuels |  |  |  |  | #REF! | kWh/(m²a)
district heating |  |  |  |  | #REF! | kWh/(m²a)
electricity (without auxiliary energy) |  |  |  |  | #REF! | kWh/(m²a)
relation of measured consumption to calculated demand |  |  |  |  | #REF!
Bestimmung der Erwartungswerte für den Energieverbrauch
Kennwerte bezogen auf beheizte Wohnfläche
Bruttowärmebedarf Heizung |  |  |  |  | #REF! | kWh/(m²a)
Bruttowärmebedarf Warmwasser |  |  |  |  | #VALUE! | kWh/(m²a)
Summe |  |  |  |  | #REF! | kWh/(m²a)
Verhältnis Verbrauch / Bedarf |  |  |  |  | #REF!
Bestimmung des Anpassungsfaktors für die verschiedenen Standards
p |  |  |  |  | #VALUE!
untere Grenze p |  |  |  |  | 0.4
obere Grenze p |  |  |  |  | 2
a |  |  |  |  | #VALUE!
b |  |  |  |  | #VALUE!
c |  |  |  |  | #VALUE!
Anpassungsfaktor (wird automatisch an Verhältnis Verbrauch / Bedarf angepasst) |  |  |  |  | #REF!
Anpassung innerhalb zulässigem Bereich? (wenn falsch wird Erwartungswert gewählt) |  |  |  |  | #REF!
Bestimmung des Erwartungswerts für die verschiedenen Standards
a |  |  |  |  | -0.2
b |  |  |  |  | 1.3
c |  |  |  |  | 500
Anpassungsfaktor Erwartungswert |  |  |  |  | #REF!
Anpassungsfaktor für Energie-Check-Ausgabe |  |  |  |  | #REF!

## calc envelope estimation 1
| Input Source | [9 empty] | DataIn_CalcEnvEstim
DataLink_CalcEnvEstim_1
| Input | [9 empty] | var1
| method heat demand |  |  |  |  | method_h |  |  |  |  | #REF!
| beheizte Wohnfläche |  | m² |  |  | A_W |  |  |  |  | #REF!
| Anzahl Vollgeschosse |  |  |  |  | n_VG |  |  |  |  | #REF!
| Anbausituation |  |  |  |  | n_Nachbar |  |  |  |  | #REF!
| Grundrisstyp |  |  |  |  | T_GR |  |  |  |  | #REF!
| Teilbeheizungsgrad Kellergeschoss |  |  |  |  | f_TB_KG |  |  |  |  | #REF!
| Teilbeheizungsgrad Dachgeschoss |  |  |  |  | f_TB_DG |  |  |  |  | #REF!
| Indikator Dachform / Gauben |  |  |  |  | type_roofshape |  |  |  |  | #REF!
| lichte Raumhöhe (mittleres Geschoss) |  | m |  |  | h_R |  |  |  |  | #REF!
| Dachgeschoss gedämmt, aber nicht beheizt |  |  |  |  | attic_insulated_not_cond |  |  |  |  | #REF!
| Rollladen |  |  |  |  | roller_blind |  |  |  |  | #REF!
| Heizkörpernische |  |  |  |  | radiator_recess |  |  |  |  | #REF!
| Heizkörpernische |  |  |  |  | type_intake_envelope |  |  |  |  | #REF!
| Heizkörpernische |  |  |  |  | type_envelope_simplifications |  |  |  |  | #REF!
Output
| lichte Raumhöhe (mittleres Geschoss) |  | m |  |  | h_R_out |  |  |  |  | 2.5
| Bezeichnung Bauteil 1 |  |  |  |  | Name_Bt1 |  |  |  |  | roof
| Bezeichnung Bauteil 2 |  |  |  |  | Name_Bt2 |  |  |  |  | top storey ceiling
| Bezeichnung Bauteil 3 |  |  |  |  | Name_Bt3 |  |  |  |  | wall
| Bezeichnung Bauteil 4 |  |  |  |  | Name_Bt4 |  |  |  |  | floor to cellar or soil
| Bezeichnung Bauteil 5 |  |  |  |  | Name_Bt5 |  |  |  |  | wall to cellar or soil
| Bezeichnung Bauteil 6 |  |  |  |  | Name_Bt6 |  |  |  |  | window
| Bezeichnung Bauteil 6 |  |  |  |  | Name_Bt7 |  |  |  |  | roller blind case
| Bezeichnung Bauteil 6 |  |  |  |  | Name_Bt8 |  |  |  |  | radiator recess
| Fläche Bauteil 1 |  | m² |  |  | A_Bt1 |  |  |  |  | #REF!
| Fläche Bauteil 2 |  | m² |  |  | A_Bt2 |  |  |  |  | #REF!
| Fläche Bauteil 3 |  | m² |  |  | A_Bt3 |  |  |  |  | #REF!
| Fläche Bauteil 4 |  | m² |  |  | A_Bt4 |  |  |  |  | #REF!
| Fläche Bauteil 5 |  | m² |  |  | A_Bt5 |  |  |  |  | #REF!
| Fläche Bauteil 6 |  | m² |  |  | A_Bt6 |  |  |  |  | #REF!
| Fläche Bauteil 6 |  | m² |  |  | A_Bt7 |  |  |  |  | 0
| Fläche Bauteil 6 |  | m² |  |  | A_Bt8 |  |  |  |  | 0
| beheiztes Gebäudevolumen (brutto) |  | m³ |  |  | V_e |  |  |  |  | #REF!
| Geschosszahl |  |  |  |  | n_G |  |  |  |  | #REF!
| Kurzverfahren Energieprofil | [20 empty] | Flächenschätzverfahren
| Objekt | [5 empty] | Parameter
[9 empty] | Tfs |  | pFa | [6 empty] | nNachbar |  | qFa
| Eingabedaten | [7 empty] | compact |  | 0.66 | [6 empty] | 0 |  | 50
[9 empty] | not compact |  | 0.8 | [6 empty] | 1 |  | 30
| beheizte Wohnfläche | AW | #REF! |  |  | m² |  | Objekt | #REF! |  | #REF! | [6 empty] | 2 |  | 10
| Anzahl Vollgeschosse | nVG | #REF! | [13 empty] | Objekt | #REF! |  | #REF!
| Anbausituation | nNachbar | #REF! | [5 empty] | pFb |  |  | pFe
| Grundrisstyp | Tfs | #REF! |  |  |  |  | 1.33 |  |  | 0.2 |  |  |  | fTB,DG |  |  | pDa |  | pOG
| Teilbeheizungsgrad Kellergeschoss | fTB,KG | #REF! | [11 empty] | - |  |  | 1.33 |  | 0
| Teilbeheizungsgrad Dachgeschoss | fTB,DG | #REF! | [5 empty] | Trs |  | prs |  |  |  | 0% |  |  | 0 |  | 1.33
| Korrekturfaktor für Gauben | Trs | #REF! | [5 empty] | standard |  | 1 |  |  |  | 50% |  |  | 0.75 |  | 0.67
| lichte Raumhöhe (mittleres Geschoss) | hR | 2.5 | [5 empty] | dormers |  | 1.3 |  |  |  | 100% |  |  | 1.5 |  | 0
| Dachgeschoss gedämmt aber nicht beheizt |  | #REF! |  |  |  |  | object | #REF! |  | #REF! |  |  |  | #REF! |  |  | #REF! |  | #REF!
Flächenschätzung
| Zahl der beheizten Geschosse | nG | #REF!
| beheizte Wohnfläche pro Geschoss | AW/G | #REF! |  |  | m²
[8 empty] | AW/G |  |  |  | pFb | [8 empty] | AFb
[9 empty] | m² | [12 empty] | m²
| Fläche Fußboden unterstes beheiztes Geschoss | [5 empty] | #REF! |  |  | ´ | 1.33 | [7 empty] | = | #REF!
[8 empty] | AW/G |  |  |  | pDa |  |  |  |  | fGa |  |  |  | ADa
[9 empty] | m² | [12 empty] | m²
| Fläche Dach | [5 empty] | #REF! |  |  | ´ | #REF! |  |  | ´ |  | #REF! |  |  | = | #REF!
[8 empty] | AW/G |  |  |  | pOG | [8 empty] | AOG
[9 empty] | m² | [12 empty] | m²
| Fläche oberste Geschossdecke | [5 empty] | #REF! |  |  | ´ | #REF! | [7 empty] | = | #REF!
hR
[5 empty] | m |  |  | AW/G |  |  |  | pFa |  |  |  |  | qFa |  |  |  | AFa/G
|  |  | 2.5 | [5 empty] | m² | [12 empty] | m²
| Fassadenfläche pro Geschoss |  |  |  |  | ´ ( | #REF! |  |  | ´ | #REF! |  |  | + |  | #REF! |  |  | ) = | #REF!
2,5 m
[8 empty] | AW |  |  |  | pFe | [8 empty] | AFe
[9 empty] | m² | [12 empty] | m²
| Fläche Fenster | [5 empty] | #REF! |  |  | ´ | 0.2 | [7 empty] | = | #REF!
[12 empty] | fTB,KG |  |  |  |  | AFa/G |  |  |  | AAWK
[18 empty] | m² |  |  |  | m²
| Fläche Außenwand gegen Erdreich | [5 empty] | 0.5 |  |  | ´ | #REF! |  |  | ´ |  | #REF! |  |  | = | #REF!
|  |  |  | nG |  |  |  | AFa/G |  |  |  | AAWK |  |  |  |  | AFe |  |  |  | AAW
[9 empty] | m² |  |  |  | m² |  |  |  |  | m² |  |  |  | m²
| Fläche Außenwand |  | #REF! |  |  | ´ | #REF! |  |  | - | #REF! |  |  | - |  | #REF! |  |  | = | #REF!
[8 empty] | hR | [8 empty] | AW |  |  |  | Ve
[9 empty] | m |  |  |  | m |  |  |  |  | m² |  |  |  | m²
| beheiztes Gebäudebruttovolumen |  | 4 |  |  | ´ | 2.5 |  |  | / | 2.5 |  |  | ´ |  | #REF! |  |  | = | #REF!
Institut Wohnen und Umwelt - Dezember 2004
Note on AE67: Änderung gegenüber ursprünglicher Version: Durch die zusätzliche Abfrage werden nachträglich gedämmte Dachflächen von unbeheizten Dachräumen auch berücksichtigt.
Übersicht

## de-EnEV envelope 1
Input Source |  |  |  |  | DataIn_EnEV
DataLink_deEnEV_1
Input |  |  |  |  | Var1
|  |  | method_h |  | #REF!
|  |  | type_intake_envelope |  | #REF!
|  |  | type_envelope_simplifications |  | #REF!
|  |  | A_C_living |  | #REF!
|  |  | f_TB_KG |  | #REF!
|  |  | type_floorshape |  | #REF!
|  |  | roller_blind |  | #REF!
|  |  | radiator_recess |  | #REF!
|  |  | length_dormer |  | #REF!
|  |  | n_dormers |  | #REF!
beheiztes Gebäudevolumen (brutto) |  | m³ | V_e |  | #REF!
Fläche Bauteil 1 | roof |  | A_Bt1 |  | #REF!
Fläche Bauteil 2 | top storey ceiling |  | A_Bt2 |  | #REF!
Fläche Bauteil 3 | wall |  | A_Bt3 |  | #REF!
Fläche Bauteil 4 | floor to cellar or soil |  | A_Bt4 |  | #REF!
Fläche Bauteil 5 | wall to cellar or soil |  | A_Bt5 |  | #REF!
Fläche Bauteil 6 | window |  | A_Bt6 |  | #REF!
Fläche Bauteil 6 | roller blind case |  | A_Bt7 |  | #REF!
Fläche Bauteil 6 | radiator recess |  | A_Bt8 |  | #REF!
Output
beheiztes Gebäudevolumen (brutto) |  | m³ | V_e_new |  | #REF!
Fläche Bauteil 1 | roof | m² | A_roof |  | #REF!
Fläche Bauteil 2 | top storey ceiling | m² | A_top_ceiling |  | #REF!
Fläche Bauteil 3 | wall | m² | A_wall |  | #REF!
Fläche Bauteil 4 | floor to cellar or soil | m² | A_floor |  | #REF!
Fläche Bauteil 5 | wall to cellar or soil | m² | A_wall_cellar |  | #REF!
Fläche Bauteil 6 | window | m² | A_window |  | #REF!
Fläche Bauteil 6 | roller blind case | m² | A_roller_blind |  | #REF!
Fläche Bauteil 6 | radiator recess | m² | A_radiator_recess |  | #REF!
|  |  | delta_H_T_cellar_staircase |  | #REF!
|  |  | delta_H_T_dormer |  | #REF!
|  |  | f_HT |  | 1 |  | deaktiviert
Parameter
Berechnungsverfahren |  | de.EnEV.2007 | [7 empty] | berücksichtigen: | #REF!
Vereinfachungen |  | de.EnEV.2007 | [7 empty] | berücksichtigen: | #REF!
Korrekturen berücksichtigen | [9 empty] | berücksichtigen: | #REF!
Schätzwerte Hüllfläche
AFe
m²
Fensterfläche | Eingabe | [7 empty] | #REF! |  | A'Fe
m²
[9 empty] | AWohn | = | #REF!
|  |  | Flächenangabe fehlt | [5 empty] | m²
| Schätzung |  | #REF! |  |  |  | #REF! | ´ | #REF!
ARLK
m²
Rollladenkästen | Eingabe | [7 empty] | #REF! |  | A'RLK
m²
[5 empty] | Rollladenkästen |  |  |  | AFe | = | #REF!
|  |  | Flächenangabe fehlt |  | vorhanden |  |  |  | m²
| Schätzung |  | #REF! |  | #REF! |  | #REF! | ´ | #REF!
AHKN
m²
Heizkörpernischen | Eingabe | [7 empty] | #REF! |  | A'HKN
m²
[5 empty] | Heizkörpernischen |  |  |  | AFe | = | #REF!
|  |  | Flächenangabe fehlt |  | vorhanden |  |  |  | m²
| Schätzung |  | #REF! |  | #REF! |  | #REF! | ´ | #REF!
|  |  | AAW |  | A'Fe |  | ARLK |  | AHKN |  | A'AW
|  |  | m² |  | m² |  | m² |  | m² |  | m²
Fläche Außenwand korrigiert |  |  | #REF! | - | #REF! | - | #REF! | - | #REF! | = | #REF!
(Korrektur erfolgt nur, wenn jeweilige Flächenangabe fehlt, das Bauteil aber vorhanden ist)
Kellerabgang und Gauben
[9 empty] | Zuschlag |  | Zuschlag
[9 empty] | Gebäudevolumen |  | Transmissionswärmeverlust
|  |  | Kellerabgang | [5 empty] | DVe |  | DHT
|  |  | vorhanden | [5 empty] | m³ |  | W/K
innen-liegender Kellerabgang |  |  | 0 | [5 empty] | #REF! |  | 0
|  |  | Gauben |  | Anzahl |  | Länge |  | DVe |  | DHT
|  |  | vorhanden bzw. zu berücksichtigen |  |  |  | m |  | m³ |  | W/K
Gauben |  |  | #REF! |  | #REF! |  | #REF! |  | #REF! |  | #REF!
Vor- und Rücksprünge in den Fassaden
[9 empty] | Zuschlag erheben |  | fHT
Faktor auf Transmissionswärmeverluste für Vor- und Rücksprünge in den Fassaden (bis zu 50 cm) |  |  |  |  | #REF! |  | #REF! |  | #REF! |  | #REF!
(Regelfall bei Flächenschätzung mit kvep,
bei größeren Rücksprüngen wird die Fassadenfläche größer, der Zuschlag wird nicht erhoben)
Ergebnis
Korrektur aktiv
#REF!
|  |  |  | Input | korrigiert | Output
beheiztes Gebäudevolumen (brutto) |  |  | m³ | #REF! | #REF! | #REF!
Fläche Bauteil 1 | roof |  | m² | #REF! | #REF! | #REF!
Fläche Bauteil 2 | top storey ceiling |  | m² | #REF! | #REF! | #REF!
Fläche Bauteil 3 | wall |  | m² | #REF! | #REF! | #REF!
Fläche Bauteil 4 | floor to cellar or soil |  | m² | #REF! | #REF! | #REF!
Fläche Bauteil 5 | wall to cellar or soil |  | m² | #REF! | #REF! | #REF!
Fläche Bauteil 6 | window |  | m² | #REF! | #REF! | #REF!
Fläche Bauteil 6 | roller blind case |  | m² | #REF! | #REF! | #REF!
Fläche Bauteil 6 | radiator recess |  | m² | #REF! | #REF! | #REF!
Zuschlag Transmissionswärmeverlust Kellerabgang |  |  | W/K |  | 0 | #REF!
Zuschlag Transmissionswärmeverlust Gauben |  |  | W/K |  | #REF! | #REF!
Faktor Transmissionswärmeverlust |  |  |  | 1 | #REF! | #REF!
Note on F123: Wenn die Fensterfläche nicht bekannt ist, wird die Außenwand als Fassadenfläche interpretiert.
Note on J141: Ansatz einer Standardlänge von 2 m, wenn Länge einer Einzelgaube nicht bekannt.

## calc U-values 1
| Input Source |  |  | DataIn_CalcU
DataLink_CalcU_1
| Input |  |  | var1
|  |  | name_element1 | roof
|  |  | name_element2 | top storey ceiling
|  |  | name_element3 | wall
|  |  | name_element4 | floor to cellar or soil
|  |  | name_element5 | wall to cellar or soil
|  |  | name_element6 | window
|  |  | name_element7 | roller blind case
|  |  | name_element8 | radiator recess
0
|  |  | f_wood_element1 | #REF!
|  |  | f_wood_element2 | #REF!
|  |  | f_wood_element3 | #REF!
|  |  | f_wood_element4 | #REF!
|  |  | f_wood_element5 | 0
|  |  | f_wood_element6 | 0
|  |  | f_wood_element7 | 0
|  |  | f_wood_element8 | #REF!
0
|  |  | f_massive_element1 | #REF!
|  |  | f_massive_element2 | #REF!
|  |  | f_massive_element3 | #REF!
|  |  | f_massive_element4 | #REF!
|  |  | f_massive_element5 | 1
|  |  | f_massive_element6 | 0
|  |  | f_massive_element7 | 0
|  |  | f_massive_element8 | #REF!
0
|  |  | year_element1 | #REF!
|  |  | year_element2 | #REF!
|  |  | year_element3 | #REF!
|  |  | year_element4 | #REF!
|  |  | year_element5 | #REF!
|  |  | year_element6 | #REF!
|  |  | year_element7 | #REF!
|  |  | year_element8 | #REF!
0
|  |  | U_direct_element1 | #REF!
|  |  | U_direct_element2 | #REF!
|  |  | U_direct_element3 | #REF!
|  |  | U_direct_element4 | #REF!
|  |  | U_direct_element5 | #REF!
|  |  | U_direct_element6 | #REF!
|  |  | U_direct_element7 | #REF!
|  |  | U_direct_element8 | #REF!
0
|  |  | f_insulation_element1 | 0
|  |  | f_insulation_element2 | 0
|  |  | f_insulation_element3 | 0
|  |  | f_insulation_element4 | 0
|  |  | f_insulation_element5 | 0
|  |  | f_insulation_element6 | 0
|  |  | f_insulation_element7 | 0
|  |  | f_insulation_element8 | 0
0
|  |  | d_insulation_element1 | #REF!
|  |  | d_insulation_element2 | #REF!
|  |  | d_insulation_element3 | #REF!
|  |  | d_insulation_element4 | #REF!
|  |  | d_insulation_element5 | #REF!
|  |  | d_insulation_element6 | 0
|  |  | d_insulation_element7 | #REF!
|  |  | d_insulation_element8 | #REF!
0
|  |  | lambda_element1 | #REF!
|  |  | lambda_element2 | #REF!
|  |  | lambda_element3 | #REF!
|  |  | lambda_element4 | #REF!
|  |  | lambda_element5 | #REF!
|  |  | lambda_element6 | 0
|  |  | lambda_element7 | #REF!
|  |  | lambda_element8 | #REF!
0
|  |  | f_panes_1p | #REF!
|  |  | f_panes_2p | #REF!
|  |  | f_panes_2pt | #REF!
|  |  | f_panes_3p | #REF!
|  |  | f_panes_3pt | #REF!
0
|  |  | type_frames_wood | #REF!
|  |  | type_frames_plastic | #REF!
|  |  | type_frames_metal | #REF!
|  |  | type_frames_insulated | #REF!
0
|  |  | year_building | #REF!
|  |  | year_window | #REF!
|  |  | U_win_direct | #REF!
0
|  |  | type_intake_U_value | #REF!
|  |  | g_win_orthogonal_direct | #REF!
|  |  | type_constr_special | #REF!
Output
|  |  | U0_element1 | #REF!
|  |  | U0_element2 | #REF!
|  |  | U0_element3 | #REF!
|  |  | U0_element4 | #REF!
|  |  | U0_element5 | #REF!
U0_element6
|  |  | U0_element7 | #REF!
|  |  | U0_element8 | #REF!
|  |  | U_element1 | #REF!
|  |  | U_element2 | #REF!
|  |  | U_element3 | #REF!
|  |  | U_element4 | #REF!
|  |  | U_element5 | #REF!
|  |  | U_element6 | #REF!
|  |  | U_element7 | #REF!
|  |  | U_element8 | #REF!
|  |  | g_window1 | #VALUE!
|  |  | U_panes_1p_out | #VALUE!
|  |  | U_panes_2p_out | #VALUE!
|  |  | U_panes_2pt_out | #VALUE!
|  |  | U_panes_3p_out | #VALUE!
|  |  | U_panes_3pt_out | #REF!
|  | tab_U_values |  | #REF!
cycle from
|  | #REF! |  | #VALUE! | cycle1
| special construction type |  |  | #VALUE! | cycle2
|  | #REF! |  | #VALUE! | cycle3
|  |  |  | #VALUE! | cycle4
|  | var1 |  | #VALUE! | cycle5
|  | DataLink_CalcU_1 |  | #VALUE! | cycle6
|  |  |  | #VALUE! | cycle7
|  |  |  | #VALUE! | cycle8
|  |  |  | #VALUE! | cycle9
|  |  |  | #VALUE! | cycle10
Settings
| only direct input of U-values |  | #REF!
Calculations
|  |  |  | Roof | [5 empty] | Top storey ceiling |  |  |  | Wall | [5 empty] | Floor to cellar or soil |  |  |  |  | Wall to cellar or soil |  |  |  | Roller blind case |  |  |  | Radiator recess
|  |  |  | element1 | [5 empty] | element2 |  |  |  | element3 | [5 empty] | element4 |  |  |  |  | element5 |  |  |  | element7 |  |  |  | element8
|  |  | label3 |  |  | massive | wood | direct |  |  | massive | wood | direct |  |  | massive | wood | direct |  |  |  | massive | wood | direct |  | massive | wood | direct |  | existing, not insulated | new, insulated | direct |  | massive | wood | direct
[6 empty] | f_massive | f_wood |  |  |  | f_massive | f_wood |  |  |  | f_massive | f_wood |  |  |  |  | f_massive | f_wood |  |  | f_massive | f_wood | [6 empty] | f_massive | f_wood
|  |  |  | #REF! |  | #REF! | #REF! | #REF! |  | #REF! | #REF! | #REF! | #REF! | #REF! |  | #REF! | #REF! | #REF! |  | #REF! |  | #REF! | #REF! | #REF! | #REF! | #REF! | #REF! | #REF! | #REF! | #REF! | #REF! | #REF! | #REF! | #REF! | #REF! | #REF!
|  |  | label2 | roof |  | roof | roof | roof |  | top storey ceiling | top storey ceiling | top storey ceiling | top storey ceiling | wall |  | wall | wall | wall |  | basement |  | basement | basement | basement | basement | basement | basement | basement | roller blind case | roller blind case | roller blind case | roller blind case | radiator recess | radiator recess | radiator recess | radiator recess
|  |  |  | year | [5 empty] | year |  |  |  | year | [5 empty] | year |  |  |  |  | year |  |  |  | year |  |  |  | year
|  |  |  | #VALUE! |  | #VALUE! | #VALUE! |  |  | #VALUE! | #VALUE! | #VALUE! |  | #VALUE! |  | #VALUE! | #VALUE! |  |  | #VALUE! |  | #VALUE! | #VALUE! |  | #VALUE! | #VALUE! | #VALUE! |  | #VALUE! | #VALUE! | #VALUE! |  | #VALUE! | #VALUE! | #VALUE!
label4
| construction year class |  |  |  |  | #VALUE! | #VALUE! |  |  |  | #VALUE! | #VALUE! |  |  |  | #VALUE! | #VALUE! |  |  |  |  | #VALUE! | #VALUE! |  |  | #VALUE! | #VALUE! |  |  | #VALUE! | #VALUE! |  |  | #VALUE! | #VALUE!
|  |  | cycle from |  |  | #VALUE! | #VALUE! |  |  |  | #VALUE! | #VALUE! |  |  |  | #VALUE! | #VALUE! |  |  |  |  | #VALUE! | #VALUE! |  |  | #VALUE! | #VALUE! |  |  | #VALUE! | #VALUE! |  |  | #VALUE! | #VALUE!
|  |  | cycle to |  |  | #VALUE! | #VALUE! |  |  |  | #VALUE! | #VALUE! |  |  |  | #VALUE! | #VALUE! |  |  |  |  | #VALUE! | #VALUE! |  |  | #VALUE! | #VALUE! |  |  | #VALUE! | #VALUE! |  |  | #VALUE! | #VALUE!
[8 empty] | U_direct_element1 |  |  |  |  | U_direct_element2 |  |  |  |  | U_direct_element3 | [5 empty] | U_direct_element4 |  |  |  | U_direct_element5 |  |  |  | U_direct_element7 |  |  |  | U_direct_element8
| U-value without insulation | W/(m²K) |  | #REF! |  | #VALUE! | #VALUE! | #REF! |  | #REF! | #VALUE! | #VALUE! | #REF! | #REF! |  | #VALUE! | #VALUE! | #REF! |  | #REF! |  | #VALUE! | #VALUE! | #REF! | #REF! | #VALUE! | #VALUE! | #REF! | #REF! | #VALUE! | #VALUE! | #REF! | #REF! | #VALUE! | #VALUE! | #REF!
| to be considered |  |  | #REF! |  | #REF! | #REF! | #REF! |  | #REF! | #REF! | #REF! | #REF! | #REF! |  | #REF! | #REF! | #REF! |  | #REF! |  | #REF! | #REF! | #REF! | #REF! | #REF! | #REF! | #REF! | #REF! | #REF! | #REF! | #REF! | #REF! | #REF! | #REF! | #REF!
[6 empty] | not insulated | insulated |  |  |  | not insulated | insulated |  |  |  | not insulated | insulated |  |  |  |  | not insulated | insulated |  |  | not insulated | insulated |  |  | not insulated | insulated |  |  | not insulated | insulated
|  |  | f_insulation |  |  | #VALUE! | #VALUE! |  |  |  | #VALUE! | #VALUE! |  |  |  | #VALUE! | #VALUE! |  |  |  |  | #VALUE! | #VALUE! |  |  | #VALUE! | #VALUE! |  |  | #VALUE! | #VALUE! |  |  | #VALUE! | #VALUE!
| U-value without insulation | W/(m²K) |  |  |  | #REF! | #REF! |  |  |  | #REF! | #REF! |  |  |  | #REF! | #REF! |  |  |  |  | #REF! | #REF! |  |  | #REF! | #REF! |  |  | #REF! | #REF! |  |  | #REF! | #REF!
| thickness additional insulation | cm | d_insulation |  |  |  | #VALUE! |  |  |  |  | #VALUE! |  |  |  |  | #VALUE! | [5 empty] | #VALUE! |  |  |  | #VALUE! |  |  |  | #VALUE! |  |  |  | #VALUE!
| thermal conductivity | W/(m·K) | lambda |  |  |  | #VALUE! |  |  |  |  | #VALUE! |  |  |  |  | #VALUE! | [5 empty] | #VALUE! |  |  |  | #VALUE! |  |  |  | #VALUE! |  |  |  | #VALUE!
| used value | W/(m·K) | lambda |  |  |  | #VALUE! |  |  |  |  | #VALUE! |  |  |  |  | #VALUE! | [5 empty] | #VALUE! |  |  |  | #VALUE! |  |  |  | #VALUE! |  |  |  | #VALUE!
| resulting U-value | W/(m²K) |  | #REF! |  | #REF! | #VALUE! |  |  | #REF! | #REF! | #VALUE! |  | #REF! |  | #REF! | #VALUE! |  |  | #REF! |  | #REF! | #VALUE! |  | #REF! | #REF! | #VALUE! |  | #REF! | #REF! | #VALUE! |  | #REF! | #REF! | #VALUE!
Window
window
element6
[6 empty] | 1 pane |  | 2 panes |  |  | 2 panes / thermal protection |  |  | 3 panes |  |  |  | 3 panes / thermal protection |  |  | direct
[11 empty] | (low e coating) | [6 empty] | (low e coating) |  |  | U-Value
|  |  | type panes |  |  | 1p |  | 2p | 2p | 2p | 2pt | 2pt | 2pt | 3p | 3p | 3p |  | 3pt | 3pt |  | direct
|  |  | type frame |  |  | normal |  | wood | plastic | metal | wood | plastic | metal | wood | plastic | metal |  | normal | insulated
[6 empty] | f_panes_1p |  | f_panes_2p |  |  | f_panes_2pt |  |  | f_panes_3p |  |  |  | f_panes_3pt
|  |  | f_panes | #REF! |  | #REF! |  | #REF! |  |  | #REF! |  |  | #REF! |  |  |  | #REF! |  |  | #REF!
[8 empty] | type_frames_wood | type_frames_plastic | type_frames_metal | type_frames_wood | type_frames_plastic | type_frames_metal | type_frames_wood | type_frames_plastic | type_frames_metal |  |  | type_frames_insulated
|  |  | type_frames |  |  |  |  | #VALUE! | #VALUE! | #VALUE! | #VALUE! | #VALUE! | #VALUE! | #VALUE! | #VALUE! | #VALUE! |  | TRUE | #VALUE!
[8 empty] | #VALUE! | #VALUE! | #VALUE! | #VALUE! | #VALUE! | #VALUE! | #VALUE! | #VALUE! | #VALUE! |  | 1 | #VALUE!
|  |  | f_window | #REF! |  | #REF! |  | #VALUE! | #VALUE! | #VALUE! | #VALUE! | #VALUE! | #VALUE! | #VALUE! | #VALUE! | #VALUE! |  | #REF! | #VALUE! |  | #REF!
|  |  |  | #REF! |  | #REF! |  | #REF! | #REF! | #REF! | #REF! | #REF! | #REF! | #REF! | #REF! | #REF! |  | #REF! | #REF!
| construction year class |  |  |  |  | #REF! |  | #REF! | #REF! | #REF! | #REF! | #REF! | #REF! | #REF! | #REF! | #REF! |  | #REF! | #REF!
|  |  | cycle from |  |  | #VALUE! |  | #VALUE! | #VALUE! | #VALUE! | #VALUE! | #VALUE! | #VALUE! | #VALUE! | #VALUE! | #VALUE! |  | #VALUE! | #VALUE!
|  |  | cycle to |  |  | #VALUE! |  | #VALUE! | #VALUE! | #VALUE! | #VALUE! | #VALUE! | #VALUE! | #VALUE! | #VALUE! | #VALUE! |  | #VALUE! | #VALUE!
U_direct_element6
| U-value according to cyc | W/(m²K) |  |  |  | #VALUE! |  | #VALUE! | #VALUE! | #VALUE! | #VALUE! | #VALUE! | #VALUE! | #VALUE! | #VALUE! | #VALUE! |  | #VALUE! | #VALUE!
| U-value, corrected | W/(m²K) |  | #VALUE! |  | #VALUE! |  | #VALUE! | #VALUE! | #VALUE! | #VALUE! | #VALUE! | #VALUE! | #VALUE! | #VALUE! | #VALUE! |  | #VALUE! | #VALUE! |  | #REF!
| to be considered |  |  | #VALUE! |  | #VALUE! |  | #VALUE! | #VALUE! | #VALUE! | #VALUE! | #VALUE! | #VALUE! | #VALUE! | #VALUE! | #VALUE! |  | #VALUE! | #VALUE! |  | #REF!
g_win_orthogonal_direct
| g-value according to cycle |  | g | #VALUE! |  | #VALUE! |  | #VALUE! | #VALUE! | #VALUE! | #VALUE! | #VALUE! | #VALUE! | #VALUE! | #VALUE! | #VALUE! |  | #VALUE! | #VALUE! |  | #REF!
| g-value, corrected |  | g | #VALUE! |  | #VALUE! |  | #VALUE! | #VALUE! | #VALUE! | #VALUE! | #VALUE! | #VALUE! | #VALUE! | #VALUE! | #VALUE! |  | #VALUE! | #VALUE! |  | #REF!

## tab U-values
[7 empty] | cycle1 | cycle2 | cycle3 | cycle4 | cycle5 | cycle6 | cycle7 | cycle8 | cycle9 | cycle10
1 | #VALUE! | cycle from |  |  |  |  | #VALUE! | #VALUE! | #VALUE! | #VALUE! | #VALUE! | #VALUE! | #VALUE! | #VALUE! | #VALUE! | #VALUE!
2 | #VALUE! | cycle from |  |  |  |  | #VALUE! | #VALUE! | #VALUE! | #VALUE! | #VALUE! | #VALUE! | #VALUE! | #VALUE! | #VALUE! | #VALUE!
3 | #VALUE! | cycle from |  |  |  |  | #VALUE! | #VALUE! | #VALUE! | #VALUE! | #VALUE! | #VALUE! | #VALUE! | #VALUE! | #VALUE! | #VALUE!
4 | #N/A | cycle from |  |  |  |  | #VALUE! | #VALUE! | #VALUE! | #VALUE! | #VALUE! | #VALUE! | #VALUE! | #VALUE! | #VALUE! | #VALUE!
5 | #N/A | cycle from |  |  |  |  | #VALUE! | #VALUE! | #VALUE! | #VALUE! | #VALUE! | #VALUE! | #VALUE! | #VALUE! | #VALUE! | #VALUE!
6 | #N/A | cycle from |  |  |  |  | #VALUE! | #VALUE! | #VALUE! | #VALUE! | #VALUE! | #VALUE! | #VALUE! | #VALUE! | #VALUE! | #VALUE!
7 | #N/A | cycle from |  |  |  |  | #VALUE! | #VALUE! | #VALUE! | #VALUE! | #VALUE! | #VALUE! | #VALUE! | #VALUE! | #VALUE! | #VALUE!
8 | #N/A | cycle from |  |  |  |  | #VALUE! | #VALUE! | #VALUE! | #VALUE! | #VALUE! | #VALUE! | #VALUE! | #VALUE! | #VALUE! | #VALUE!
9 | #N/A | cycle from |  |  |  |  | #VALUE! | #VALUE! | #VALUE! | #VALUE! | #VALUE! | #VALUE! | #VALUE! | #VALUE! | #VALUE! | #VALUE!
10 | #N/A | cycle from |  |  |  |  | #VALUE! | #VALUE! | #VALUE! | #VALUE! | #VALUE! | #VALUE! | #VALUE! | #VALUE! | #VALUE! | #VALUE!
description
tab_U_values
[5 empty] | label | default | cycle1 | cycle2 | cycle3 | cycle4 | cycle5 | cycle6 | cycle7 | cycle8 | cycle9 | cycle10 | English | German
1 | de.kvep
| de.kvep | cycle from | [5 empty] | 1919 | 1949 | 1958 | 1969 | 1979 | 1984 | 1995 | - | -
| de.kvep | cycle to |  |  |  |  | 1918 | 1948 | 1957 | 1968 | 1978 | 1983 | 1994 |  | - | -
| de.kvep | roof | massive |  | #VALUE! | 2.1 | 2.1 | 2.1 | 2.1 | 2.1 | 0.6 | 0.5 | 0.4 | 0.3 | - | - |  | Dach, massive Konstruktion (insbes. Flachdächer)
| de.kvep | roof | wood |  | #VALUE! | 2.6 | 2.6 | 1.4 | 1.4 | 1.4 | 0.8 | 0.5 | 0.4 | 0.3 | - | - |  | Dach, Holzkonstruktion (insbes. Steildächer)
| de.kvep | top storey ceiling | massive |  | #VALUE! | 2.1 | 2.1 | 2.1 | 2.1 | 2.1 | 0.6 | 0.5 | 0.4 | 0.3 | - | - |  | oberste Geschossdecke, massiv
| de.kvep | top storey ceiling | wood |  | #VALUE! | 1 | 1 | 0.8 | 0.8 | 0.8 | 0.6 | 0.4 | 0.3 | 0.3 | - | - |  | oberste Geschossdecke als Holzbalkendecke
| de.kvep | wall | massive |  | #VALUE! | 1.7 | 1.7 | 1.7 | 1.4 | 1.4 | 1 | 0.8 | 0.6 | 0.5 | - | - |  | Außenwand, massive Konstruktion (Mauerwerk, Beton, ...)
| de.kvep | wall | wood |  | #VALUE! | 2 | 2 | 2 | 1.4 | 1.4 | 0.6 | 0.5 | 0.4 | 0.4 | - | - |  | Außenwand, Holzkonstruktion (Fachwerk, Fertighaus, ...)
| de.kvep | basement | massive |  | #VALUE! | 1.5 | 1.2 | 1.2 | 1.5 | 1 | 1 | 0.8 | 0.6 | 0.6 | - | - |  | Bauteile gegen Erdreich oder Keller, massiv
| de.kvep | basement | wood |  | #VALUE! | 1 | 1 | 0.8 | 0.8 | 0.8 | 0.6 | 0.6 | 0.4 | 0.4 | - | - |  | Bauteile gegen Erdreich oder Keller, Holzbalkendecke
| de.kvep | window | 1p | normal | #VALUE! | 5 | 5 | 5 | 5 | 5 | 5 | - | - | - | - | - |  | Fenster mit 1 Scheibe (meist im Holzrahmen)
| de.kvep | window | 2p | wood | #VALUE! | 2.7 | 2.7 | 2.7 | 2.7 | 2.7 | 2.7 | 2.7 | 2.7 | 2.7 | - | - |  | Holzfenster mit 2 Scheiben (Fenster mit Isolierverglasung, aber auch Kastenfenster oder Verbundfenster)
| de.kvep | window | 2p | plastic | #VALUE! | 3 | - | - | 3 | 3 | 3 | 3 | 3 | 3 | - | - |  | Kunststofffenster mit 2 Scheiben (in der Regel 2-Scheiben-Isolierverglasung)
| de.kvep | window | 2p | metal | #VALUE! | 4.3 | - | - | 4.3 | 4.3 | 4.3 | 4.3 | 3.2 | 3.2 | - | - |  | Alu- oder Stahlfenster mit 2 Scheiben (in der Regel 2-Scheiben-Isolierverglasung)
| de.kvep | window | 2pt | wood | #VALUE! | 1.6 | - | - | - | - | - | - | 1.6 | 1.6 | - | - |  | Holzfenster mit 2-Scheiben-Wärmeschutzverglasung
| de.kvep | window | 2pt | plastic | #VALUE! | 1.9 | - | - | - | - | - | - | 1.9 | 1.9 | - | - |  | Kunststofffenster mit 2-Scheiben-Wärmeschutzverglasung
| de.kvep | window | 2pt | metal | #VALUE! | 1.9 | - | - | - | - | - | - | 1.9 | 1.9 | - | - |  | Alu- oder Stahlfenster mit 2-Scheiben-Wärmeschutzverglasung
| de.kvep | window | 3p | wood | #VALUE! | 2 | 2 | 2 | 2 | 2 | 2 | 2 | 2 | 2 | - | - |  | Holzfenster mit 3-Scheiben-Wärmeschutzverglasung
| de.kvep | window | 3p | plastic | #VALUE! | 2.4 | - | - | 2.4 | 2.4 | 2.4 | 2.4 | 2.4 | 2.4 | - | - |  | Kunststofffenster mit 3-Scheiben-Wärmeschutzverglasung
| de.kvep | window | 3p | metal | #VALUE! | 3 | - | - | 3 | 3 | 3 | 3 | 2.5 | 2.5 | - | - |  | Alu- oder Stahlfenster mit 3-Scheiben-Wärmeschutzverglasung
| de.kvep | window | 3pt | normal | #VALUE! | 1.2 | - | - | - | - | - | - | - | 1.2 | - | - |  | Fenster mit 3 Scheiben-Wärmeschutzverglasung im konventionellen Holz-, Kunststoff, Metall- oder Verbundrahmen
| de.kvep | window | 3pt | insulated | #VALUE! | 0.9 | - | - | - | - | - | - | - | 0.9 | - | - |  | Passivhausfenster mit 3 Scheiben (3-Scheiben-Wärmeschutzverglasung im gedämmten Rahmen)
| de.kvep | window | 1p | g | #VALUE! | 0.87 | 0.87 | 0.87 | 0.87 | 0.87 | 0.87 | - | - | - | - | -
| de.kvep | window | 2p | g | #VALUE! | 0.75 | 0.75 | 0.75 | 0.75 | 0.75 | 0.75 | 0.75 | 0.75 | 0.75 | - | -
| de.kvep | window | 2pt | g | #VALUE! | 0.6 | - | - | - | - | - | - | 0.6 | 0.6 | - | -
| de.kvep | window | 3p | g | #VALUE! | 0.7 | 0.7 | 0.7 | 0.7 | 0.7 | 0.7 | 0.7 | 0.7 | 0.7 | - | -
| de.kvep | window | 3pt | g | #VALUE! | 0.5 | - | - | - | - | - | - | - | 0.5 | - | -
| de.kvep | door |  |  | #VALUE! | 3.5 | 3.5 | 3.5 | 3.5 | 3.5 | 3.5 | 3.5 | 3.5 | 3.5 | - | - |  | Tür - entsprechend EnEV 2008 VV Bestand
| de.kvep | roller blind case | existing, not insulated |  | #VALUE! | 3 | 3 | 3 | 3 | 3 | 3 | 3 | 3 | - | - | - |  | Rollladenkasten / alt, ungedämmt - entsprechend EnEV 2008 VV Bestand
| de.kvep | roller blind case | new, insulated |  | #VALUE! | 1.8 | - | - | - | - | - | - | - | 1.8 | - | - |  | Rollladenkasten / neu, gedämmt - entsprechend EnEV 2008 VV Bestand
| de.kvep | radiator recess | massive |  | #VALUE! | 3.4 | 3.4 | 3.4 | 2.8 | 2.8 | 2 | 1.6 | 1.2 | 1 | - | - |  | Heizkörpernische massiv - entsprechend EnEV 2008 VV Bestand
| de.kvep | radiator recess | wood |  | #VALUE! | 4 | 4 | 4 | 2.8 | 2.8 | 1.2 | 1 | 0.8 | 0.8 | - | - |  | Heizkörpernische Holz - entsprechend EnEV 2008 VV Bestand
2 | de.EnEV.2007
| de.EnEV.2007 | cycle from | [5 empty] | 1919 | 1949 | 1958 | 1969 | 1979 | 1984 | 1995 | - | -
| de.EnEV.2007 | cycle to |  |  |  |  | 1918 | 1948 | 1957 | 1968 | 1978 | 1983 | 1994 |  | - | -
| de.EnEV.2007 | roof | massive |  | #VALUE! | 2.1 | 2.1 | 2.1 | 2.1 | 2.1 | 0.6 | 0.5 | 0.4 | 0.3 | - | - |  | Dach, massive Konstruktion (insbes. Flachdächer)
| de.EnEV.2007 | roof | wood |  | #VALUE! | 2.6 | 2.6 | 1.4 | 1.4 | 1.4 | 0.8 | 0.5 | 0.4 | 0.3 | - | - |  | Dach, Holzkonstruktion (insbes. Steildächer)
| de.EnEV.2007 | top storey ceiling | massive |  | #VALUE! | 2.1 | 2.1 | 2.1 | 2.1 | 2.1 | 0.6 | 0.5 | 0.4 | 0.3 | - | - |  | oberste Geschossdecke, massiv
| de.EnEV.2007 | top storey ceiling | wood |  | #VALUE! | 1 | 1 | 0.8 | 0.8 | 0.8 | 0.6 | 0.4 | 0.3 | 0.3 | - | - |  | oberste Geschossdecke als Holzbalkendecke
| de.EnEV.2007 | wall | massive |  | #VALUE! | 1.7 | 1.7 | 1.7 | 1.4 | 1.4 | 1 | 0.8 | 0.6 | 0.5 | - | - |  | Außenwand, massive Konstruktion (Mauerwerk, Beton, ...)
| de.EnEV.2007 | wall | wood |  | #VALUE! | 2 | 2 | 2 | 1.4 | 1.4 | 0.6 | 0.5 | 0.4 | 0.4 | - | - |  | Außenwand, Holzkonstruktion (Fachwerk, Fertighaus, ...)
| de.EnEV.2007 | basement | massive |  | #VALUE! | 1.5 | 1.2 | 1.2 | 1.5 | 1 | 1 | 0.8 | 0.6 | 0.6 | - | - |  | Bauteile gegen Erdreich oder Keller, massiv
| de.EnEV.2007 | basement | wood |  | #VALUE! | 1 | 1 | 0.8 | 0.8 | 0.8 | 0.6 | 0.6 | 0.4 | 0.4 | - | - |  | Bauteile gegen Erdreich oder Keller, Holzbalkendecke
| de.EnEV.2007 | window | 1p | normal | #VALUE! | 5 | 5 | 5 | 5 | 5 | 5 | - | - | - | - | - |  | Fenster mit 1 Scheibe (meist im Holzrahmen)
| de.EnEV.2007 | window | 2p | wood | #VALUE! | 2.7 | 2.7 | 2.7 | 2.7 | 2.7 | 2.7 | 2.7 | 2.7 | 2.7 | - | - |  | Holzfenster mit 2 Scheiben (Fenster mit Isolierverglasung, aber auch Kastenfenster oder Verbundfenster)
| de.EnEV.2007 | window | 2p | plastic | #VALUE! | 3 | - | - | 3 | 3 | 3 | 3 | 3 | 3 | - | - |  | Kunststofffenster mit 2 Scheiben (in der Regel 2-Scheiben-Isolierverglasung)
| de.EnEV.2007 | window | 2p | metal | #VALUE! | 4.3 | - | - | 4.3 | 4.3 | 4.3 | 4.3 | 4.3 | 3.2 | - | - |  | Alu- oder Stahlfenster mit 2 Scheiben (in der Regel 2-Scheiben-Isolierverglasung)
| de.EnEV.2007 | window | 2pt | wood | #VALUE! | 1.8 | - | - | - | - | - | - | 1.8 | 1.8 | - | - |  | Holzfenster mit 2-Scheiben-Wärmeschutzverglasung
| de.EnEV.2007 | window | 2pt | plastic | #VALUE! | 1.8 | - | - | - | - | - | - | 1.8 | 1.8 | - | - |  | Kunststofffenster mit 2-Scheiben-Wärmeschutzverglasung
| de.EnEV.2007 | window | 2pt | metal | #VALUE! | 1.8 | - | - | - | - | - | - | 1.8 | 1.8 | - | - |  | Alu- oder Stahlfenster mit 2-Scheiben-Wärmeschutzverglasung
| de.EnEV.2007 | window | 3p | wood | #VALUE! | 2 | 2 | 2 | 2 | 2 | 2 | 2 | 2 | 2 | - | - |  | Holzfenster mit 3-Scheiben-Wärmeschutzverglasung
| de.EnEV.2007 | window | 3p | plastic | #VALUE! | 2.4 | - | - | 2.4 | 2.4 | 2.4 | 2.4 | 2.4 | 2.4 | - | - |  | Kunststofffenster mit 3-Scheiben-Wärmeschutzverglasung
| de.EnEV.2007 | window | 3p | metal | #VALUE! | 3 | - | - | 3 | 3 | 3 | 3 | 2.5 | 2.5 | - | - |  | Alu- oder Stahlfenster mit 3-Scheiben-Wärmeschutzverglasung
| de.EnEV.2007 | window | 3pt | normal | #VALUE! | 1.2 | - | - | - | - | - | - | - | 1.2 | - | - |  | Fenster mit 3 Scheiben-Wärmeschutzverglasung im konventionellen Holz-, Kunststoff, Metall- oder Verbundrahmen
| de.EnEV.2007 | window | 3pt | insulated | #VALUE! | 0.9 | - | - | - | - | - | - | - | 0.9 | - | - |  | Passivhausfenster mit 3 Scheiben (3-Scheiben-Wärmeschutzverglasung im gedämmten Rahmen)
| de.EnEV.2007 | window | 1p | g | #VALUE! | 0.87 | 0.87 | 0.87 | 0.87 | 0.87 | 0.87 | - | - | - | - | -
| de.EnEV.2007 | window | 2p | g | #VALUE! | 0.75 | 0.75 | 0.75 | 0.75 | 0.75 | 0.75 | 0.75 | 0.75 | 0.75 | - | -
| de.EnEV.2007 | window | 2pt | g | #VALUE! | 0.6 | - | - | - | - | - | - | 0.6 | 0.6 | - | -
| de.EnEV.2007 | window | 3p | g | #VALUE! | 0.7 | 0.7 | 0.7 | 0.7 | 0.7 | 0.7 | 0.7 | 0.7 | 0.7 | - | -
| de.EnEV.2007 | window | 3pt | g | #VALUE! | 0.5 | - | - | - | - | - | - | - | 0.5 | - | -
| de.EnEV.2007 | door |  |  | #VALUE! | 3.5 | 3.5 | 3.5 | 3.5 | 3.5 | 3.5 | 3.5 | 3.5 | 3.5 | - | - |  | Tür - entsprechend EnEV 2008 VV Bestand
| de.EnEV.2007 | roller blind case | existing, not insulated |  | #VALUE! | 3 | 3 | 3 | 3 | 3 | 3 | 3 | 3 | - | - | - |  | Rollladenkasten / alt, ungedämmt - entsprechend EnEV 2008 VV Bestand
| de.EnEV.2007 | roller blind case | new, insulated |  | #VALUE! | 1.8 | - | - | - | - | - | - | - | 1.8 | - | - |  | Rollladenkasten / neu, gedämmt - entsprechend EnEV 2008 VV Bestand
| de.EnEV.2007 | radiator recess | massive |  | #VALUE! | 3.4 | 3.4 | 3.4 | 2.8 | 2.8 | 2 | 1.6 | 1.2 | 1 | - | - |  | Heizkörpernische massiv - entsprechend EnEV 2008 VV Bestand
| de.EnEV.2007 | radiator recess | wood |  | #VALUE! | 4 | 4 | 4 | 2.8 | 2.8 | 1.2 | 1 | 0.8 | 0.8 | - | - |  | Heizkörpernische Holz - entsprechend EnEV 2008 VV Bestand
3 | sandwich
| sandwich | cycle from | [5 empty] | 1919 | 1949 | 1958 | 1969 | 1979 | 1984 | 1995 | - | -
| sandwich | cycle to |  |  |  |  | 1918 | 1948 | 1957 | 1968 | 1978 | 1983 | 1994 |  | - | -
| sandwich | roof | massive |  | #VALUE! | 0.81 |  |  |  | 0.81 | 0.81 | 0.44 | 0.44 | 0.44 | - | -
| sandwich | roof | wood |  | #VALUE! | 2.6 | 2.6 | 1.4 | 1.4 | 1.4 | 0.8 | 0.5 | 0.4 | 0.3 | - | -
| sandwich | top storey ceiling | massive |  | #VALUE! | 0.81 |  |  |  | 0.81 | 0.81 | 0.44 | 0.44 | 0.44 | - | -
| sandwich | top storey ceiling | wood |  | #VALUE! | 0 | bar: cycle4 to cycle10
| sandwich | wall | massive |  | #VALUE! | 1.18 |  |  |  | 1.18 | 1.18 | 0.96 | 0.96 | 0.96 | - | -
| sandwich | wall | wood |  | #VALUE! | 0 | bar: cycle4 to cycle10
| sandwich | basement | massive |  | #VALUE! | 1.29 |  |  |  | 1.29 | 1.29 | 0.58 | 0.58 | 0.58 | - | -
| sandwich | basement | wood |  | #VALUE! | 0 | bar: cycle4 to cycle10
| sandwich | window | 1p | normal | #VALUE! | 5 |  |  |  | 5 | 5 | - | - | - | - | -
| sandwich | window | 2p | wood | #VALUE! | 2.7 |  |  |  | 2.7 | 2.7 | 2.7 | 2.7 | 2.7 | - | -
| sandwich | window | 2p | plastic | #VALUE! | 3 |  |  |  | 3 | 3 | 3 | 3 | 3 | - | -
| sandwich | window | 2p | metal | #VALUE! | 4.3 |  |  |  | 4.3 | 4.3 | 4.3 | 4.3 | 4.3 | - | -
| sandwich | window | 2pt | wood | #VALUE! | 1.8 | - | - | - | - | - | - | 1.8 | 1.8 | - | -
| sandwich | window | 2pt | plastic | #VALUE! | 1.8 | - | - | - | - | - | - | 1.8 | 1.8 | - | -
| sandwich | window | 2pt | metal | #VALUE! | 1.8 | - | - | - | - | - | - | 1.8 | 1.8 | - | -
| sandwich | window | 3p | wood | #VALUE! | 2 |  |  |  | 2 | 2 | 2 | 2 | 2 | - | -
| sandwich | window | 3p | plastic | #VALUE! | 2.4 |  |  |  | 2.4 | 2.4 | 2.4 | 2.4 | 2.4 | - | -
| sandwich | window | 3p | metal | #VALUE! | 3 |  |  |  | 3 | 3 | 3 | 3 | 3 | - | -
| sandwich | window | 3pt | normal | #VALUE! | 1.2 | - | - | - | - | - | - | - | 1.2 | - | -
| sandwich | window | 3pt | insulated | #VALUE! | 0.9 | - | - | - | - | - | - | - | 0.9 | - | -
| sandwich | window | 1p | g | #VALUE! | 0.87 |  |  |  | 0.87 | 0.87 | - | - | - | - | -
| sandwich | window | 2p | g | #VALUE! | 0.75 |  |  |  | 0.75 | 0.75 | 0.75 | 0.75 | 0.75 | - | -
| sandwich | window | 2pt | g | #VALUE! | 0.6 | - | - | - | - | - | - | 0.6 | 0.6 | - | -
| sandwich | window | 3p | g | #VALUE! | 0.7 |  |  |  | 0.7 | 0.7 | 0.7 | 0.7 | 0.7 | - | -
| sandwich | window | 3pt | g | #VALUE! | 0.5 | - | - | - | - | - | - | - | 0.5 | - | -
| sandwich | door |  |  | #VALUE! | 3.5 |  |  |  | 3.5 | 3.5 | 3.5 | 3.5 | 3.5 | - | -
| sandwich | roller blind case | existing, not insulated |  | #VALUE! | 3 |  |  |  | 3 | 3 | 3 | 3 | 3 | - | -
| sandwich | roller blind case | new, insulated |  | #VALUE! | 1.8 | - | - | - | - | - | - | - | 1.8 | - | -
| sandwich | radiator recess | massive |  | #VALUE! | 2.36 |  |  |  | 2.36 | 2.36 | 1.92 | 1.92 | 1.92 | - | -
| sandwich | radiator recess | wood |  | #VALUE! | 0 | bar: cycle1 to cycle10

## calc building 1
| Input Source | [18 empty] | DataIn_CalcBuilding
DataLink_CalcBuilding_1
| Input | [18 empty] | var1
|  | method | [12 empty] | method_h |  |  |  |  | #REF!
|  | climate | [12 empty] | type_climate |  |  |  |  | #REF!
0
|  | Anzahl Wohneinheiten | [12 empty] | n_WE |  |  |  |  | #REF!
|  | beheizte Wohnfläche | [8 empty] | m² |  |  |  | A_W |  |  |  |  | #REF!
|  | Gebäude-Baujahr | [12 empty] | BJ_Geb |  |  |  |  | #REF!
|  | lichte Raumhöhe | [12 empty] | h_r |  |  |  |  | 2.5
|  | beheiztes Gebäudevolumen (brutto) | [8 empty] | m³ |  |  |  | V_e |  |  |  |  | #REF!
|  | "Gebäudenutzfläche" nach EnEV | [8 empty] | m² |  |  |  | type_ref_area |  |  |  |  | #REF!
|  | Energiebezugsfläche | [8 empty] | m² | [8 empty] | 0
0
|  | Bezeichnung Bauteil 1 | [12 empty] | Name_Bt1 |  |  |  |  | roof
|  | Bezeichnung Bauteil 2 | [12 empty] | Name_Bt2 |  |  |  |  | top storey ceiling
|  | Bezeichnung Bauteil 3 | [12 empty] | Name_Bt3 |  |  |  |  | wall
|  | Bezeichnung Bauteil 4 | [12 empty] | Name_Bt4 |  |  |  |  | floor to cellar or soil
|  | Bezeichnung Bauteil 5 | [12 empty] | Name_Bt5 |  |  |  |  | wall to cellar or soil
|  | Bezeichnung Bauteil 6 | [12 empty] | Name_Bt6 |  |  |  |  | window
|  | Bezeichnung Bauteil 7 | [12 empty] | Name_Bt7 |  |  |  |  | roller blind case
|  | Bezeichnung Bauteil 8 | [12 empty] | Name_Bt8 |  |  |  |  | radiator recess
0
|  | Fläche Bauteil 1 | [8 empty] | m² |  |  |  | A_Bt1 |  |  |  |  | #REF!
|  | Fläche Bauteil 2 | [8 empty] | m² |  |  |  | A_Bt2 |  |  |  |  | #REF!
|  | Fläche Bauteil 3 | [8 empty] | m² |  |  |  | A_Bt3 |  |  |  |  | #REF!
|  | Fläche Bauteil 4 | [8 empty] | m² |  |  |  | A_Bt4 |  |  |  |  | #REF!
|  | Fläche Bauteil 5 | [8 empty] | m² |  |  |  | A_Bt5 |  |  |  |  | #REF!
|  | Fläche Bauteil 6 | [8 empty] | m² |  |  |  | A_Bt6 |  |  |  |  | #REF!
|  | Fläche Bauteil 7 | [8 empty] | m² |  |  |  | A_Bt7 |  |  |  |  | #REF!
|  | Fläche Bauteil 8 | [8 empty] | m² |  |  |  | A_Bt8 |  |  |  |  | #REF!
|  | Fläche Wärmebrückenzuschlag | [8 empty] | m² |  |  |  | A_WBZ |  |  |  |  | 0
0
|  | Bauart Bauteil 1 | [12 empty] | Bauart_Bt1 |  |  |  |  | fehlt
|  | Bauart Bauteil 2 | [12 empty] | Bauart_Bt2 |  |  |  |  | fehlt
|  | Bauart Bauteil 3 | [12 empty] | Bauart_Bt3 |  |  |  |  | fehlt
|  | Bauart Bauteil 4 | [12 empty] | Bauart_Bt4 |  |  |  |  | fehlt
|  | Bauart Bauteil 5 | [12 empty] | Bauart_Bt5 |  |  |  |  | fehlt
|  | Bauart Bauteil 6 | [12 empty] | Bauart_Bt6 |  |  |  |  | fehlt
|  | Bauart Bauteil 7 | [12 empty] | Bauart_Bt7 |  |  |  |  | fehlt
|  | Bauart Bauteil 8 | [12 empty] | Bauart_Bt8 |  |  |  |  | fehlt
0
|  | U-Wert Urzustand Bauteil 1 | [8 empty] | W/(m²K) |  |  |  | U_Ur_Bt1 |  |  |  |  | #REF!
|  | U-Wert Urzustand Bauteil 2 | [8 empty] | W/(m²K) |  |  |  | U_Ur_Bt2 |  |  |  |  | #REF!
|  | U-Wert Urzustand Bauteil 3 | [8 empty] | W/(m²K) |  |  |  | U_Ur_Bt3 |  |  |  |  | #REF!
|  | U-Wert Urzustand Bauteil 4 | [8 empty] | W/(m²K) |  |  |  | U_Ur_Bt4 |  |  |  |  | #REF!
|  | U-Wert Urzustand Bauteil 5 | [8 empty] | W/(m²K) |  |  |  | U_Ur_Bt5 |  |  |  |  | #REF!
|  | U-Wert Urzustand Bauteil 6 | [8 empty] | W/(m²K) |  |  |  | U_Ur_Bt6 |  |  |  |  | 0
|  | U-Wert Urzustand Bauteil 7 | [8 empty] | W/(m²K) |  |  |  | U_Ur_Bt7 |  |  |  |  | #REF!
|  | U-Wert Urzustand Bauteil 8 | [8 empty] | W/(m²K) |  |  |  | U_Ur_Bt8 |  |  |  |  | #REF!
0
|  | Dicke der zusätzlichen Dämmung Bauteil 1 | [8 empty] | cm |  |  |  | d_Daemm_Bt1 |  |  |  |  | #REF!
|  | Dicke der zusätzlichen Dämmung Bauteil 2 | [8 empty] | cm |  |  |  | d_Daemm_Bt2 |  |  |  |  | #REF!
|  | Dicke der zusätzlichen Dämmung Bauteil 3 | [8 empty] | cm |  |  |  | d_Daemm_Bt3 |  |  |  |  | #REF!
|  | Dicke der zusätzlichen Dämmung Bauteil 4 | [8 empty] | cm |  |  |  | d_Daemm_Bt4 |  |  |  |  | #REF!
|  | Dicke der zusätzlichen Dämmung Bauteil 5 | [8 empty] | cm |  |  |  | d_Daemm_Bt5 |  |  |  |  | #REF!
|  | Dicke der zusätzlichen Dämmung Bauteil 6 | [8 empty] | cm |  |  |  | d_Daemm_Bt6 |  |  |  |  | 0
|  | Dicke der zusätzlichen Dämmung Bauteil 7 | [8 empty] | cm |  |  |  | d_Daemm_Bt7 |  |  |  |  | #REF!
|  | Dicke der zusätzlichen Dämmung Bauteil 8 | [8 empty] | cm |  |  |  | d_Daemm_Bt8 |  |  |  |  | #REF!
0
|  | Anteil der zusätzlichen Dämmung Bauteil 1 | [8 empty] | W/(m²K) |  |  |  | Anteil_Daemm_Bt1 |  |  |  |  | 0%
|  | Anteil der zusätzlichen Dämmung Bauteil 2 | [8 empty] | W/(m²K) |  |  |  | Anteil_Daemm_Bt2 |  |  |  |  | 0%
|  | Anteil der zusätzlichen Dämmung Bauteil 3 | [8 empty] | W/(m²K) |  |  |  | Anteil_Daemm_Bt3 |  |  |  |  | 0%
|  | Anteil der zusätzlichen Dämmung Bauteil 4 | [8 empty] | W/(m²K) |  |  |  | Anteil_Daemm_Bt4 |  |  |  |  | 0%
|  | Anteil der zusätzlichen Dämmung Bauteil 5 | [8 empty] | W/(m²K) |  |  |  | Anteil_Daemm_Bt5 |  |  |  |  | 0%
|  | Anteil der zusätzlichen Dämmung Bauteil 6 | [8 empty] | W/(m²K) |  |  |  | Anteil_Daemm_Bt6 |  |  |  |  | 0
|  | Anteil der zusätzlichen Dämmung Bauteil 7 | [8 empty] | W/(m²K) |  |  |  | Anteil_Daemm_Bt7 |  |  |  |  | 0%
|  | Anteil der zusätzlichen Dämmung Bauteil 8 | [8 empty] | W/(m²K) |  |  |  | Anteil_Daemm_Bt8 |  |  |  |  | 0%
0
|  | U-Wert Bauteil 1 | [8 empty] | W/(m²K) |  |  |  | U_Bt1 |  |  |  |  | #REF!
|  | U-Wert Bauteil 2 | [8 empty] | W/(m²K) |  |  |  | U_Bt2 |  |  |  |  | #REF!
|  | U-Wert Bauteil 3 | [8 empty] | W/(m²K) |  |  |  | U_Bt3 |  |  |  |  | #REF!
|  | U-Wert Bauteil 4 | [8 empty] | W/(m²K) |  |  |  | U_Bt4 |  |  |  |  | #REF!
|  | U-Wert Bauteil 5 | [8 empty] | W/(m²K) |  |  |  | U_Bt5 |  |  |  |  | #REF!
|  | U-Wert Bauteil 6 | [8 empty] | W/(m²K) |  |  |  | U_Bt6 |  |  |  |  | #REF!
|  | U-Wert Bauteil 7 | [8 empty] | W/(m²K) |  |  |  | U_Bt7 |  |  |  |  | #REF!
|  | U-Wert Bauteil 8 | [8 empty] | W/(m²K) |  |  |  | U_Bt8 |  |  |  |  | #REF!
|  | U-Wert Wärmebrückenzuschlag | [8 empty] | W/(m²K) |  |  |  | U_WBZ |  |  |  |  | derzeit nicht verwendet
0
|  | Temp.-Korrekturfaktor Bauteil 1 | [12 empty] | f_T_Bt1 |  |  |  |  | derzeit nicht verwendet
|  | Temp.-Korrekturfaktor Bauteil 2 | [12 empty] | f_T_Bt2 |  |  |  |  | derzeit nicht verwendet
|  | Temp.-Korrekturfaktor Bauteil 3 | [12 empty] | f_T_Bt3 |  |  |  |  | derzeit nicht verwendet
|  | Temp.-Korrekturfaktor Bauteil 4 | [12 empty] | f_T_Bt4 |  |  |  |  | derzeit nicht verwendet
|  | Temp.-Korrekturfaktor Bauteil 5 | [12 empty] | f_T_Bt5 |  |  |  |  | derzeit nicht verwendet
|  | Temp.-Korrekturfaktor Bauteil 6 | [12 empty] | f_T_Bt6 |  |  |  |  | derzeit nicht verwendet
|  | Temp.-Korrekturfaktor Bauteil 7 | [12 empty] | f_T_Bt7 |  |  |  |  | derzeit nicht verwendet
|  | Temp.-Korrekturfaktor Bauteil 8 | [12 empty] | f_T_Bt8 |  |  |  |  | derzeit nicht verwendet
|  | Temp.-Korrekturfaktor Wärmebrückenzuschlag | [12 empty] | f_T_WBZ |  |  |  |  | derzeit nicht verwendet
0
|  | Bezeichnung Fenster 1 | [12 empty] | Name_Fe1 |  |  |  |  | all windows
|  | Bezeichnung Fenster 2 | [12 empty] | Name_Fe2 |  |  |  |  | 0
|  | Bezeichnung Fenster 3 | [12 empty] | Name_Fe3 |  |  |  |  | 0
|  | Bezeichnung Fenster 4 | [12 empty] | Name_Fe4 |  |  |  |  | 0
|  | Bezeichnung Fenster 5 | [12 empty] | Name_Fe5 |  |  |  |  | 0
|  | Bezeichnung Fenster 6 | [12 empty] | Name_Fe6 |  |  |  |  | 0
0
|  | Orientierung Fenster 1 | [12 empty] | Orient_Fe1 |  |  |  |  | O/W
|  | Orientierung Fenster 2 | [12 empty] | Orient_Fe2 |  |  |  |  | 0
|  | Orientierung Fenster 3 | [12 empty] | Orient_Fe3 |  |  |  |  | 0
|  | Orientierung Fenster 4 | [12 empty] | Orient_Fe4 |  |  |  |  | 0
|  | Orientierung Fenster 5 | [12 empty] | Orient_Fe5 |  |  |  |  | 0
|  | Orientierung Fenster 6 | [12 empty] | Orient_Fe6 |  |  |  |  | 0
0
|  | Verschattungsfaktor Fenster 1 | [12 empty] | F_S_Fe1 |  |  |  |  | derzeit nicht verwendet
|  | Verschattungsfaktor Fenster 2 | [12 empty] | F_S_Fe2 |  |  |  |  | derzeit nicht verwendet
|  | Verschattungsfaktor Fenster 3 | [12 empty] | F_S_Fe3 |  |  |  |  | derzeit nicht verwendet
|  | Verschattungsfaktor Fenster 4 | [12 empty] | F_S_Fe4 |  |  |  |  | derzeit nicht verwendet
|  | Verschattungsfaktor Fenster 5 | [12 empty] | F_S_Fe5 |  |  |  |  | derzeit nicht verwendet
|  | Verschattungsfaktor Fenster 6 | [12 empty] | F_S_Fe6 |  |  |  |  | derzeit nicht verwendet
0
|  | Rahmenfaktor Fenster 1 | [12 empty] | F_F_Fe1 |  |  |  |  | derzeit nicht verwendet
|  | Rahmenfaktor Fenster 2 | [12 empty] | F_F_Fe2 |  |  |  |  | derzeit nicht verwendet
|  | Rahmenfaktor Fenster 3 | [12 empty] | F_F_Fe3 |  |  |  |  | derzeit nicht verwendet
|  | Rahmenfaktor Fenster 4 | [12 empty] | F_F_Fe4 |  |  |  |  | derzeit nicht verwendet
|  | Rahmenfaktor Fenster 5 | [12 empty] | F_F_Fe5 |  |  |  |  | derzeit nicht verwendet
|  | Rahmenfaktor Fenster 6 | [12 empty] | F_F_Fe6 |  |  |  |  | derzeit nicht verwendet
0
|  | Abminderungsfaktor nicht-senkr. Strahlungseinfall Fenster 1 | [12 empty] | F_W_Fe1 |  |  |  |  | derzeit nicht verwendet
|  | Abminderungsfaktor nicht-senkr. Strahlungseinfall Fenster 2 | [12 empty] | F_W_Fe2 |  |  |  |  | derzeit nicht verwendet
|  | Abminderungsfaktor nicht-senkr. Strahlungseinfall Fenster 3 | [12 empty] | F_W_Fe3 |  |  |  |  | derzeit nicht verwendet
|  | Abminderungsfaktor nicht-senkr. Strahlungseinfall Fenster 4 | [12 empty] | F_W_Fe4 |  |  |  |  | derzeit nicht verwendet
|  | Abminderungsfaktor nicht-senkr. Strahlungseinfall Fenster 5 | [12 empty] | F_W_Fe5 |  |  |  |  | derzeit nicht verwendet
|  | Abminderungsfaktor nicht-senkr. Strahlungseinfall Fenster 6 | [12 empty] | F_W_Fe6 |  |  |  |  | derzeit nicht verwendet
0
|  | g-Wert (senkr.) Fenster 1 | [12 empty] | g_Fe1 |  |  |  |  | #VALUE!
|  | g-Wert (senkr.) Fenster 2 | [12 empty] | g_Fe2 |  |  |  |  | 0
|  | g-Wert (senkr.) Fenster 3 | [12 empty] | g_Fe3 |  |  |  |  | 0
|  | g-Wert (senkr.) Fenster 4 | [12 empty] | g_Fe4 |  |  |  |  | 0
|  | g-Wert (senkr.) Fenster 5 | [12 empty] | g_Fe5 |  |  |  |  | 0
|  | g-Wert (senkr.) Fenster 6 | [12 empty] | g_Fe6 |  |  |  |  | 0
0
|  | Fläche Fenster 1 | [12 empty] | A_Fe1 |  |  |  |  | #REF!
|  | Fläche Fenster 2 | [12 empty] | A_Fe2 |  |  |  |  | 0
|  | Fläche Fenster 3 | [12 empty] | A_Fe3 |  |  |  |  | 0
|  | Fläche Fenster 4 | [12 empty] | A_Fe4 |  |  |  |  | 0
|  | Fläche Fenster 5 | [12 empty] | A_Fe5 |  |  |  |  | 0
|  | Fläche Fenster 6 | [12 empty] | A_Fe6 |  |  |  |  | 0
0
[11 empty] | W/K |  |  |  | delta_H_T_cellar_staircase |  |  |  |  | #REF!
[11 empty] | W/K |  |  |  | delta_H_T_dormer |  |  |  |  | #REF!
[15 empty] | f_HT |  |  |  |  | 1
[15 empty] | type_thermal_bridges |  |  |  |  | standard
[15 empty] | type_airtight |  |  |  |  | normal
Output
|  | reference area | [8 empty] | m² |  |  |  | A_ref |  |  |  |  | #REF!
[11 empty] | m² |  |  |  | A_C_national |  |  |  |  | #REF!
|  | Raumsolltemperatur | [8 empty] | °C |  |  |  | theta_i_soll |  |  |  |  | #REF!
|  | Reduktionsfaktor zeitlich eingeschränkte Beheizung | [12 empty] | f_ze |  |  |  |  | #VALUE!
|  | Reduktionsfaktor räumlich eingeschränkte Beheizung | [12 empty] | f_re |  |  |  |  | #VALUE!
|  | mittlere Raumtemperatur Heizzeit | [8 empty] | °C |  |  |  | theta_i_m |  |  |  |  | #REF!
|  | temperaturspezif. Transmissionswärmeverlust | [8 empty] | W/K |  |  |  | H_T |  |  |  |  | #REF!
|  | Luftwechsel | [8 empty] | 1/h |  |  |  | n_L |  |  |  |  | #VALUE!
|  | temperaturspezif. Lüftungswärmeverlust | [8 empty] | W/K |  |  |  | H_L |  |  |  |  | #VALUE!
|  | energetischer Gebäudestandard | [8 empty] | W/(m²K) |  |  |  | h_bezogen_auf_A_EB |  |  |  |  | #REF!
|  | Heizgrenztemperatur | [8 empty] | °C |  |  |  | theta_HG |  |  |  |  | #VALUE!
|  | Länge der Heizperiode (Bilanzzeit) | [8 empty] | d/a |  |  |  | t_HP |  |  |  |  | #VALUE!
|  | Gradtagszahlfaktor (ohne Berücks. eingeschr. Beheizung) | [8 empty] | kKh/a |  |  |  | f_GT |  |  |  |  | #REF!
|  | Transmissionswärmeverluste Bauteil 1 | [8 empty] | kWh/(m²a) |  |  |  | q_T_Bt1 |  |  |  |  | #REF!
|  | Transmissionswärmeverluste Bauteil 2 | [8 empty] | kWh/(m²a) |  |  |  | q_T_Bt2 |  |  |  |  | #REF!
|  | Transmissionswärmeverluste Bauteil 3 | [8 empty] | kWh/(m²a) |  |  |  | q_T_Bt3 |  |  |  |  | #REF!
|  | Transmissionswärmeverluste Bauteil 4 | [8 empty] | kWh/(m²a) |  |  |  | q_T_Bt4 |  |  |  |  | #REF!
|  | Transmissionswärmeverluste Bauteil 5 | [8 empty] | kWh/(m²a) |  |  |  | q_T_Bt5 |  |  |  |  | #REF!
|  | Transmissionswärmeverluste Bauteil 6 | [8 empty] | kWh/(m²a) |  |  |  | q_T_Bt6 |  |  |  |  | #REF!
|  | Transmissionswärmeverluste Bauteil 7 | [8 empty] | kWh/(m²a) |  |  |  | q_T_Bt7 |  |  |  |  | #REF!
|  | Transmissionswärmeverluste Bauteil 8 | [8 empty] | kWh/(m²a) |  |  |  | q_T_Bt8 |  |  |  |  | #REF!
|  | Transmissionswärmeverluste Wärmebrücken | [8 empty] | kWh/(m²a) |  |  |  | q_T_WBZ |  |  |  |  | #REF!
|  | Transmissionswärmeverluste Zuschläge EnEV VV | [8 empty] | kWh/(m²a) |  |  |  | q_T_supplement |  |  |  |  | #REF!
|  | Lüftungswärmeverluste | [8 empty] | kWh/(m²a) |  |  |  | q_V |  |  |  |  | #VALUE!
|  | jährliche Wärmeverluste | [8 empty] | kWh/(m²a) |  |  |  | q_L |  |  |  |  | #REF!
|  | jährlicher solarer Wärmeeintrag | [8 empty] | kWh/(m²a) |  |  |  | q_S |  |  |  |  | #REF!
|  | jährliche innere Wärmequellen | [8 empty] | kWh/(m²a) |  |  |  | q_I |  |  |  |  | #VALUE!
|  | Ausnutzungsgrad Wärmegewinne | [12 empty] | eta_G |  |  |  |  | #VALUE!
|  | Heizwärmebedarf | [8 empty] | kWh/(m²a) |  |  |  | q_H |  |  |  |  | #REF!
current value
|  |  |  | EnEV / AHEP | de.LEG | OMD | de.EnEV.2007 | [12 empty] | #REF!
| type time limited heating |  |  | #VALUE! | #VALUE! | #VALUE! | #VALUE! | #VALUE! | #VALUE! | #VALUE! | #VALUE! | #VALUE! | #VALUE! | #VALUE! | N = night / N&WE = night & weekend |  |  |  |  | #REF!
[5 empty] | #VALUE! | #VALUE! | [13 empty] | #REF!
[5 empty] | #VALUE! | #VALUE! | [13 empty] | #REF!
| f_ze |  |  | 0.95 | #REF! | #REF! | 0.95 | [12 empty] | #REF!
| type spacial limited heating |  |  | #VALUE! | #VALUE! | #VALUE! | #VALUE! | #VALUE! | #VALUE! | #VALUE! | #VALUE! | #VALUE! | #VALUE! | #VALUE! | N = night / N&WE = night & weekend |  |  |  |  | #REF!
| n_re |  |  | #VALUE! | #VALUE! | #VALUE! | #VALUE! | [12 empty] | #REF!
| f_re |  |  | #REF! | #REF! | #REF! | #REF! | [12 empty] | #REF!
| type utilisation factor |  |  | #VALUE! | #VALUE! | #VALUE! | #VALUE! | #VALUE! | #VALUE! | #VALUE! | #VALUE! | #VALUE! | #VALUE! | #VALUE! | N = night / N&WE = night & weekend |  |  |  |  | #REF!
| f_n |  |  | #VALUE! | #VALUE! | #VALUE! | #VALUE! | [12 empty] | #REF!
| h_R |  |  | #REF! | 2.5 | 2.5 | 2.5 | [12 empty] | #REF!
| h_G |  |  | #REF! | 2.7 | 2.7 | 2.7 | [12 empty] | #REF!
| A_N |  |  | #REF! | #REF! |  | #REF! | [12 empty] | #REF!
| Bezeichnung Raum-/Geschosshöhe |  |  | lichte Raumhöhe | lichte Raumhöhe | lichte Raumhöhe | lichte Raumhöhe | [12 empty] | #REF!
| Wert Raum-/Geschosshöhe |  |  | #REF! | 2.5 | 2.5 | 2.5 | [12 empty] | #REF!
| delta_U_thermal_bridge |  |  | #VALUE! | #VALUE! | #VALUE! | #VALUE! | [12 empty] | #REF!
#REF!
current value
|  |  |  | EnEV | DIN V 4108-6 | SIA 380/1 | [13 empty] | #VALUE!
| eta_G |  |  | #REF! | #REF! | #REF! | [13 empty] | #VALUE!
| type_climate |  |  | selected region | de.EnEV.2007.VV | [14 empty] | #VALUE!
| theta_HL |  |  | #REF! | #REF! | [14 empty] | #VALUE!
| t_H |  |  | #VALUE! | #REF! | [14 empty] | #VALUE!
#VALUE!
| theta_e |  |  | #VALUE! | #REF! | [14 empty] | #VALUE!
#VALUE!
| H |  |  | #VALUE! | #REF! | [14 empty] | #VALUE!
| S |  |  | #VALUE! | #REF! | [14 empty] | #VALUE!
| SO/SW |  |  | #VALUE! | #REF! | [14 empty] | #VALUE!
| O/W |  |  | #VALUE! | #REF! | [14 empty] | #VALUE!
| NO/NW |  |  | #VALUE! | #REF! | [14 empty] | #VALUE!
| N |  |  | #VALUE! | #REF! | [14 empty] | #VALUE!
| S_45 |  |  | #VALUE! | #REF! | [14 empty] | #VALUE!
| SO/SW_45 |  |  | #VALUE! | #REF! | [14 empty] | #VALUE!
| O/W_45 |  |  | #VALUE! | #REF! | [14 empty] | #VALUE!
| NO/NW_45 |  |  | #VALUE! | #REF! | [14 empty] | #VALUE!
| N_45 |  |  | #VALUE! | #REF! | [14 empty] | #VALUE!
source input data
[6 empty] | current value | [9 empty] | manual selection
| reference area |  |  |  |  | #REF!
| calculation procedure builiding |  |  |  |  | #REF!
| Kurzverfahren Energieprofil | [25 empty] | Energiebilanz Gebäude | [7 empty] | #REF!
#REF!
| Projekt | [13 empty] | beheizte Wohnfläche | [8 empty] | AW | #REF! |  |  | m² | [5 empty] | A_N/A_Wohn | #REF!
| Standort |  | PLZ / Ort | [11 empty] | beheiztes Gebäudevol. (brutto) | [8 empty] | Ve | #REF! |  |  | m³
|  |  | Straße / Haus-Nr. | [11 empty] | "Gebäudenutzfläche" nach EnEV | [8 empty] | AN | #REF! |  |  | m² | [18 empty] | -12
| Gebäudeart / Nutzung | [5 empty] | #REF! | [7 empty] | #REF! |  |  |  |  | #REF! |  | m |  | VL | #REF! |  |  | m² | [6 empty] | #VALUE!
[15 empty] | A/V-Verhältnis | [8 empty] | A/Ve | #REF! |  |  | m² | bezogen auf
[10 empty] | Energiebezugsfläche | [6 empty] | #REF! | AN |  | #REF! | AWohn |  |  | = AEB | #REF! |  |  | m² | AEB | [5 empty] | #REF!
kWh/(m²a)
| Verfahren |  | #VALUE! | [11 empty] | Red.faktor zeitl. eingeschr. Beh. | [8 empty] | fze | #VALUE!
| Klima |  | #REF! | [11 empty] | Anzahl Wohneinheiten | [8 empty] | nWE | #REF!
| Heizgrenztemperatur | [6 empty] | JHG | #VALUE! |  |  | °C |  |  | nicht direkt beheizter Flächenanteil | [8 empty] | nre | #VALUE!
| Länge der Heizperiode | [6 empty] | tHP | #VALUE! |  |  | d/a |  |  | Red.faktor räuml. eingeschr. Beh. | [8 empty] | fre | #VALUE!
| mittl. Außentemperatur | [6 empty] | Je | #VALUE! |  |  | °C |  |  | Nutzungsfaktor | [8 empty] | fn | #VALUE!
| Raum-Solltemperatur | [6 empty] | Ji,Soll | #REF! |  |  | °C |  |  | effekt. Raumtemp. an Heiztagen | [8 empty] | Ji,eff | #REF! |  |  | °C
|  | Bauteilbezeichnung |  |  |  | U-Wert |  |  | nachträgl. |  |  |  | Fläche |  |  |  | U-Wert |  |  |  | Reduktions- | [13 empty] | relation thermal resistances
[6 empty] | Urzustand |  |  | Dämmung | [5 empty] | m² |  |  |  | W/(m²K) |  | faktor FT | [5 empty] | W/K
| 1. | roof |  |  |  | #REF! |  |  | #REF! |  | 0% |  | #REF! |  |  | × | #REF! |  |  | × | #VALUE! |  |  | = | #REF! |  |  |  | #REF! | [5 empty] | #REF! | [11 empty] | #REF!
| 2. | top storey ceiling |  |  |  | #REF! |  |  | #REF! |  | 0% |  | #REF! |  |  | × | #REF! |  |  | × | #VALUE! |  |  | = | #REF! |  |  |  | #REF! | [5 empty] | #REF! | [11 empty] | #REF!
| 3. | wall |  |  |  | #REF! |  |  | #REF! |  | 0% |  | #REF! |  |  | × | #REF! |  |  | × | #VALUE! |  |  | = | #REF! |  |  |  | #REF! | [5 empty] | #REF! | [11 empty] | #REF!
| 4. | floor to cellar or soil |  |  |  | #REF! |  |  | #REF! |  | 0% |  | #REF! |  |  | × | #REF! |  |  | × | #VALUE! |  |  | = | #REF! |  |  |  | #REF! | [5 empty] | #REF! | [11 empty] | #REF!
| 5. | wall to cellar or soil |  |  |  | #REF! |  |  | #REF! |  | 0% |  | #REF! |  |  | × | #REF! |  |  | × | #VALUE! |  |  | = | #REF! |  |  |  | #REF! | [5 empty] | #REF! | [11 empty] | #REF!
| 6. | window | [10 empty] | #REF! |  |  | × | #REF! |  |  | × | #VALUE! |  |  | = | #REF! |  |  |  | #REF! | [5 empty] | #REF! | [11 empty] | #REF!
| 7. | roller blind case |  |  |  | #REF! |  |  | #REF! |  | 0% |  | #REF! |  |  | × | #REF! |  |  | × | #VALUE! |  |  | = | #REF! |  |  |  | #REF! | [5 empty] | #REF! | [11 empty] | #REF!
| 8. | radiator recess |  |  |  | #REF! |  |  | #REF! |  | 0% |  | #REF! |  |  | × | #REF! |  |  | × | #VALUE! |  |  | = | #REF! |  |  |  | #REF! | [5 empty] | #REF! | [11 empty] | #REF!
|  | Wärmebrückenzuschlag | [10 empty] | #REF! |  |  | × | #REF! |  |  | × | 1 |  |  | = | #REF! |  |  |  | #REF! | [17 empty] | #REF!
|  | Zuschläge für Kellerabgänge (vereinfachte Erhebung EnEV) | [22 empty] | #REF! |  |  |  | #REF! | [5 empty] | #REF! | entspricht einer Minderung des Transmissionswärmeverlustes von der halben Dämmstärke des zugehörigen Bauteils | [10 empty] | #REF!
|  | Zuschläge für Gauben (vereinfachte Erhebung EnEV) | [22 empty] | #REF! |  |  |  | #REF! | [5 empty] | #REF! | entspricht einer Minderung des Transmissionswärmeverlustes von der halben Dämmstärke des zugehörigen Bauteils | [10 empty] | #REF!
|  | Zuschlag für Vor- und Rücksprünge in den Fassaden (vereinfachte Erhebung EnEV) | [22 empty] | #REF! |  |  |  | #REF! | [17 empty] | #REF!
| Transmissionswärmeverlust HT | [22 empty] | Summe | #REF! |  |  |  | #VALUE! |  | #VALUE! | [15 empty] | #REF! | kW
|  | temperatur- und hüllflächenbezogener | [11 empty] | HT |  |  |  | AtH
[15 empty] | W/K |  |  |  | m² |  |  |  | W/(m²K)
|  | Transmissionswärmeverlust HT' | [10 empty] | #REF! |  |  | / | #REF! |  |  | = | #REF!
[10 empty] | n |  |  |  | VL |  |  |  | cp,Luft
[11 empty] | 1/h |  |  |  | m³ |  |  |  | Wh/(m³K) | [7 empty] | W/K
| Lüftungswärmeverlust HV | [7 empty] | #VALUE! |  |  | × | #REF! |  |  | × | 0.34 | [6 empty] | = | #VALUE! |  |  |  | #VALUE! |  | #VALUE! |  |  |  |  | Zuordnung entsprechend | [10 empty] | #REF! | kW
[32 empty] | climate | #VALUE! |  |  | de.EnEV.2007.VV |  |  | Interpolation entsprechend dena/IWU Energiepass Arbeitshilfe
[8 empty] | W/(m²K) | [14 empty] | °C | [15 empty] | h |  |  | 0.7 | 1.5 | 3 | #REF! | #REF!
[5 empty] | = | #REF! | [12 empty] | JHG | = | #VALUE! | [10 empty] | theta_HG | #VALUE! |  | theta_HG | #REF! |  |  | theta_HG | #REF! |  | 10 | 12 | 15 | #REF! | #REF! | #REF! | kW
[6 empty] | Ji,Soll |  |  |  | Je |  |  |  | tHP | [7 empty] | fGT
[7 empty] | °C |  |  |  | °C |  |  |  | d/a |  |  |  | kh/d |  |  |  | kKh/a
| Gradtagszahlfaktor |  |  | ( | #REF! |  |  | – | #VALUE! |  |  | ) × | #VALUE! |  |  | × | 0.024 |  |  | = | #REF!
[10 empty] | HT |  |  |  | HV |  |  |  | fz,r,n |  |  |  | fGT |  |  |  | QL
[11 empty] | W/K |  |  |  | W/K |  |  | (= fze x fre x fn) |  |  |  |  | kKh/a |  |  |  | kWh/a | [7 empty] | fGT effektiv | #REF! |  | kKh/a
| Wärmeverlust QL | [6 empty] | ( | #REF! |  |  | + | #VALUE! |  |  | ) × | #VALUE! |  |  | × | #REF! |  |  | = | #REF! |  |  |  | #REF! | [17 empty] | #REF! | kW
|  | Fenster |  |  | Ausrichtung |  |  | Abminderungsfaktoren | [7 empty] | g-Wert |  |  | Fläche | [16 empty] | Reduktion gesamt
|  | Bezeichnung | [5 empty] | FS |  |  | FF |  |  | FW |  | (senkr. Einstr.) |  |  | m² |  |  |  | kWh/(m²a) |  |  |  | kWh/a | [8 empty] | #REF!
| 1. | all windows |  |  | O/W |  |  | #REF! |  | × | #REF! |  | × | #VALUE! | × | #VALUE! |  | × | #REF! |  | × | #VALUE! |  | = | #REF! |  |  |  | #REF! | [6 empty] | #REF!
| 2. | [6 empty] | #REF! |  | × | #REF! |  | × | #VALUE! | × | 0 |  | × | 0 |  | × | 0 |  | = | #REF! |  |  |  | #REF! | [6 empty] | #REF!
| 3. | [6 empty] | #REF! |  | × | #REF! |  | × | #VALUE! | × | 0 |  | × | 0 |  | × | 0 |  | = | #REF! |  |  |  | #REF! | [6 empty] | #REF!
| 4. | [6 empty] | #REF! |  | × | #REF! |  | × | #VALUE! | × | 0 |  | × | 0 |  | × | 0 |  | = | #REF! |  |  |  | #REF! | [6 empty] | #REF!
| 5. | [6 empty] | #REF! |  | × | #REF! |  | × | #VALUE! | × | 0 |  | × | 0 |  | × | 0 |  | = | #REF! |  |  |  | #REF! | [6 empty] | #REF!
| 6. | [6 empty] | #REF! |  | × | #REF! |  | × | #VALUE! | × | 0 |  | × | 0 |  | × | 0 |  | = | #REF! |  |  |  | #REF!
| solarer Wärmeeintrag QS | [22 empty] | Summe | #REF! |  |  |  | #REF!
Ausnutzungsgrad nach DIN V 4108-6
[14 empty] | q·i |  |  |  | tHP |  |  |  | AEB | [13 empty] | C_Wirk |  | a_0 | tau_0 |  | tau
[11 empty] | kh/d |  |  |  | W/m² |  |  |  | d/a |  |  |  | m² |  |  |  | kWh/a | [8 empty] | Wh/(m³a) |  |  | h |  | h
| innere Wärmequellen QI | [7 empty] | 0.024 |  |  | × | #VALUE! |  |  | × | #VALUE! |  |  | × | #REF! |  |  | = | #VALUE! |  |  |  | #VALUE! |  |  |  |  | DIN V 4108-6 |  | 25 |  | 0.8 | 28 |  | #REF!
[10 empty] | hG | [16 empty] | kWh/a | [8 empty] | a |  | gamma | gamma^a |  | gamma^(a+1) |  | eta_G
| Heizwärmebedarf QH | [7 empty] | #VALUE! |  |  | #VALUE! | [10 empty] | QL – hG × (QS + QI) | = | #REF! |  |  |  | #REF! | [6 empty] | #REF! |  | #REF! | #REF! |  | #REF! |  | #REF!
kWh/(m²a)
| auf AEB bezogener Heizwärmebedarf qH | [23 empty] | #REF! | [17 empty] | eta_G
[34 empty] | SIA 380/1 | [8 empty] | #REF!
Institut Wohnen und Umwelt – Dezember 2004
h
Note on N334: Abminderungsfaktor Verschattung Standardwert nach EnEV: 0,9 (entspricht unverschatteter Lage) nach LEG: 0,6
Note on Q334: Abminderungsfaktor Rahmenanteil Standardwert Bestand: 0,6 Standardwert EnEV: 0,7
Note on S334: nicht-senkrechter Strahlungseinfall
HT + HV
AEB
h =
energetischer
Gebäude-
Standard
Heizgrenz-
temperatur
Globalstrahlung
Heizperiode
Übersicht

## tab boundary conditions
|  |  | tab_bound_cond | [11 empty] | Erläuterungen
[5 empty] | EnEV / AHEP | de.LEG | OMD | de.EnEV.2007 | eigene RB 2 | eigene RB 3 | eigene RB 4 | eigene RB 5 | eigene RB 6 | eigene RB 7
Verfahren |  |  | method |  | EnEV 2002 / Arbeitshilfe Energiepass | Leitfaden Energiebewusste Gebäudeplanung / Wohngebäude | Ökologischer Mietspiegel Darmstadt | EnEV 2007, vereinfachtes Verfahren für Bestandsgebäude
|  |  | Gebäudetyp |  | residential buildings | residential buildings | residential buildings | residential buildings
Klimadaten |  |  | type climate |  | selected region | selected region | selected region | de.EnEV.2007.VV | [6 empty] | Die Zuordnung EBF findet zur Zeit im Blatt "Parameter" statt.
Energiebezugsfläche |  |  | Energiebezugsfläche |  | "Gebäudenutzfläche" A_N | beheizte Wohnfläche | beheizte Wohnfläche | "Gebäudenutzfläche" A_N | [6 empty] | Die Zuordnung EBF findet zur Zeit im Blatt "Parameter" statt.
Formelzeichen EBF |  |  | Formelzeichen EBF |  | A_N | A_Wohn | A_Wohn | A_N
h_R |  | Check: wird vermutlich nicht mehr benötigt | h_R | EFH | 2.375 | 2.5 | real | EnEV 2007
|  | Check: wird vermutlich nicht mehr benötigt | h_R | MFH | 2.5 | 2.5 | real | EnEV 2007
theta_i_Soll | °C |  | theta_i_Soll |  | 19 | 20 | 20 | 19
Typ zeitlich eingeschränkte Beheizung |  |  | type time limited heating |  | N | N | N | N | [6 empty] | N = night / N&WE = night & weekend
Typ räumlich eingeschränkte Beheizung |  |  | type spacial limited heating |  | none | auto | auto | none | [6 empty] | N = night / N&WE = night & weekend
Nutzungsfaktor |  |  | type utilisation factor |  | none | auto | auto | none | [6 empty] | N = night / N&WE = night & weekend
Reduktionsfaktoren für:
|  |  | F_red_T | roof | 1 | 1 | 1 | 1
|  |  | F_red_T | top storey ceiling | 0.8 | 1 | 1 | 0.8
|  |  | F_red_T | wall | 1 | 1 | 1 | 1
|  |  | F_red_T | floor to cellar or soil | 0.6 | 0.6 | 0.5 | 0.6
|  |  | F_red_T | wall to cellar or soil | 0.6 | 0.6 | 0.5 | 0.6
|  |  | F_red_T | window | 1 | 1 | 1 | 1
|  |  | F_red_T | roller blind case | 1 | 1 | 1 | 1
|  |  | F_red_T | radiator recess | 1 | 1 | 1 | 1
[5 empty] | 1 | 1 | 1 | 1 | [6 empty] | Wärmebrückenzuschlag
type_thermal_bridge
U-Wert Zuschlag | W/(m²K) |  | delta_U_thermal_bridge | standard | 0.1 | 0 | 0 | 0.1
| W/(m²K) |  | delta_U_thermal_bridge | high losses | 0.2 | 0 | 0 | 0.15
| W/(m²K) |  | delta_U_thermal_bridge | low losses | 0.05 | 0 | 0 | 0.05
Reduktionsfaktor | [14 empty] | Reduktionsfaktoren für:
Verschattung |  |  | F_S |  | 0.6 | 0.6 | 0.6 | 0.9
Rahmen |  |  | F_F |  | 0.6 | 0.6 | 0.6 | 0.6
nicht-senkr. Einstrahlung |  |  | F_W |  | 0.9 | 0.9 | 0.9 | 0.9
q_P_i | W/m² |  | q_P_i | EFH | 5 | 2.5 | 2.5 | 5 | [6 empty] | Leistung innere Wärmequellen
|  |  | q_P_i | MFH | 5 | 3.2 | 3.2 | 5
n | 1/h |  | n | low | 0.7 | 0.6 | 0.5 | 1 | [6 empty] | Luftwechsel
| 1/h |  | n | normal | 0.7 | 0.6 | 0.5 | 0.7 | [6 empty] | Luftwechsel
| 1/h |  | n | high | 0.6 | 0.6 | 0.5 | 0.6 | [6 empty] | Luftwechsel
eta_G |  |  | eta_G |  | EnEV | DIN V 4108-6 | SIA 380/1 | EnEV | [6 empty] | Ausnutzungsgrad Wärmeangebot
q_W |  |  | q_w | sfh | 12.5 | 13 | 17 | 12.5 | [6 empty] | Nutzwärmebedarf Warmwasser bezogen auf jeweils geltende Energiebezugsfläche
|  |  | q_w | mfh | 12.5 | 17 | 17 | 12.5

## calc system 1
|  | Input Source | [8 empty] | DataIn_CalcSystem |  | DataIn_CalcSystem | DataIn_CalcSystem | DataIn_CalcSystem | DataIn_CalcSystem | DataIn_CalcSystem | DataIn_CalcSystem | DataIn_CalcSystem | DataIn_CalcSystem | DataIn_CalcSystem | DataIn_CalcSystem | DataIn_CalcSystem | DataIn_CalcSystem
DataLink_CalcSystem_1
| Input | [9 empty] | var1 |  | sys1 | sys2 | sys3 | sys4 | sys5 | sys6 | sys7 | sys8 | sys9 | sys10 | sys11 | sys12
(total)
General data
[8 empty] | indicator_completeness_envelope |  |  | nicht belegt
[8 empty] | indicator_completeness_heating_system |  |  | #REF!
[8 empty] | indicator_completeness_dhw_system |  |  | #REF!
|  | Geschosszahl | [5 empty] | n_storeys |  |  | #REF!
|  | Anzahl Wohneinheiten | [5 empty] | n_apartment |  |  | #REF!
|  | beheiztes Gebäudevolumen (brutto) |  |  |  |  | m³ | V_e |  |  | #REF!
|  | beheizte Wohnfläche |  |  |  |  | m² | A_W |  |  | #REF!
|  | "Gebäudenutzfläche" nach EnEV |  |  |  |  | m² | A_N |  |  | #REF!
|  | used type of reference area | [5 empty] | type_ref_area |  |  | #REF!
|  | reference area |  |  |  |  | m² | A_ref |  |  | #REF!
0
|  | hot water heat demand (usable heat) |  |  |  |  | kWh/(m²a) | q_W |  |  | 0
|  | heat demand space heating |  |  |  |  | kWh/(m²a) | q_H |  |  | #REF!
|  | contribution by mechanical ventilation heat recovery |  |  |  |  | kWh/(m²a) | q_H_mv |  |  | 0
|  | duration of heating period |  |  |  |  | d/a | t_hp |  |  | #VALUE!
|  | adaption of table values to heating period | [5 empty] | method_sys |  |  | #REF!
0
|  | method energy balance building | [5 empty] | method_h |  |  | #REF!
|  | method hot water system | [5 empty] | table_sys_w |  |  | #REF!
|  | method mechanical ventilation | [5 empty] | table_sys_v |  |  | #REF!
|  | method space heating system | [5 empty] | table_sys_h |  |  | #REF!
|  | method energyware | [5 empty] | table_energyware |  |  | #REF!
Hot water system
|  | system name | [5 empty] | sys_w_name |  |  |  |  | boiler | wood boiler | heatpump | district heating | directly gas heated storage | central electric storage | heat pump cellar / external air | gas-fired water heater | electric water heater | electric water storage | solar | 0
|  | fraction | [5 empty] | sys_w_fraction |  |  |  |  | #REF! | #REF! | #REF! | #REF! | #REF! | #REF! | #REF! | #REF! | #REF! | #REF! | #REF! | 0
|  | type | distribution |  |  |  |  | sys_wd_type |  |  |  |  | #REF! | #REF! | #REF! | #REF! | #REF! | #REF! | #REF! | #REF! | #REF! | #REF! | #REF! | 0
|  | type | storage |  |  |  |  | sys_ws_type |  |  |  |  | #REF! | #REF! | #REF! | #REF! | ghs | #REF! | #REF! | 0 | 0 | #REF! | #REF! | 0
|  | type | generation |  |  |  |  | sys_wg_type |  |  |  |  | #REF! | b_ct_C | hp_air_hr_C | dh_ts | ghs | ehr | hp_cellar_hr_C | #REF! | eiwh | ehr | solar | 0
|  | type | energyware |  |  |  |  | sys_w_ew_type |  |  |  |  | #REF! | bio_fw | el_op | #REF! | gas_E | el_op | el_op | gas_E | el | el | sun | 0
[13 empty] | 0 | 0 | 0 | 0 | 0 | 0 | 0 | 0 | 0 | 0 | 0 | 0
[13 empty] | 0 | 0 | 0 | 0 | 0 | 0 | 0 | 0 | 0 | 0 | 0 | 0
| Space heating system | [11 empty] | 0 | 0 | 0 | 0 | 0 | 0 | 0 | 0 | 0 | 0 | 0 | 0
[13 empty] | 0 | 0 | 0 | 0 | 0 | 0 | 0 | 0 | 0 | 0 | 0 | 0
|  | system name | [5 empty] | sys_h_name |  |  |  |  | boiler | wood boiler | heatpump | electric storage | district heating | oil stove | coal stove | wood stove | gas stove | electric stove | mechanical ventilation | 0
|  | fraction | [5 empty] | sys_h_fraction |  |  |  |  | #REF! | #REF! | #REF! | #REF! | #REF! | #REF! | #REF! | #REF! | #REF! | #REF! | T | 0
|  | type | control heat emission |  |  |  |  | sys_hce_type |  |  |  |  | c_th | c_th | c_th | c_th | c_th | c_th | c_man | c_man | c_th | c_th | 0 | 0
|  | type | distribution |  |  |  |  | sys_hd_type |  |  |  |  | #REF! | #REF! | #REF! | #REF! | #REF! | d | d | d | d | d |  | 0
|  | type | storage |  |  |  |  | sys_hs_type |  |  |  |  | 0 | bs_wood_C | bs_el_C | bs_el_C | 0 | 0 | 0 | 0 | 0 | 0 | 0 | 0
|  | type | generation |  |  |  |  | sys_hg_type |  |  |  |  | #REF! | b_ct_C | hp_air_hr_C | ehr | dh_ts | stove_liquid | stove_solid | stove_solid | gsh | #REF! |  | 0
|  | type | energyware |  |  |  |  | sys_h_ew_type |  |  |  |  | #REF! | bio_fw | el_op | el_op | #REF! | oil | coal_hard | bio_fw | gas_E | #REF! | 0 | 0
[13 empty] | 0 | 0 | 0 | 0 | 0 | 0 | 0 | 0 | 0 | 0 | 0 | 0
Output
Hot water system
|  | useful heat delivered by hot water system | [5 empty] | Q_w_sys |  |  | #VALUE! |  | #VALUE! | #VALUE! | #VALUE! | #VALUE! | #VALUE! | #VALUE! | #VALUE! | #VALUE! | #VALUE! | #VALUE! | #VALUE! | #VALUE!
|  | distribution |  | description |  |  |  | sys_wd_descr |  |  | 0 |  | #REF! | #REF! | #REF! | #REF! | #REF! | #REF! | #REF! | #REF! | #REF! | #REF! | #REF! | #N/A
|  | distribution |  | cycle |  |  |  | sys_wd_cycle |  |  | 0 |  | #REF! | #REF! | #REF! | #REF! | #REF! | #REF! | #REF! | #REF! | #REF! | #REF! | #REF! | #N/A
|  | distribution |  | heat loss |  |  | kWh/a | Q_wd |  |  | #REF! |  | #REF! | #REF! | #REF! | #REF! | #REF! | #REF! | #REF! | #REF! | #REF! | #REF! | #REF! | #REF!
|  | distribution |  | heat contribution to space heating |  |  | kWh/a | Q_wd_csh |  |  | #REF! |  | #REF! | #REF! | #REF! | #REF! | #REF! | #REF! | #REF! | #REF! | #REF! | #REF! | #REF! | #REF!
|  | distribution |  | auxiliary energy demand |  |  | kWh/a | Q_wd_aux |  |  | #REF! |  | #REF! | #REF! | #REF! | #REF! | #REF! | #REF! | #REF! | #REF! | #REF! | #REF! | #REF! | #REF!
|  | storage |  | description |  |  |  | sys_ws_descr |  |  | 0 |  | #REF! | #REF! | #REF! | #REF! | #REF! | #REF! | #REF! | #N/A | #N/A | #REF! | #REF! | #N/A
|  | storage |  | cycle |  |  |  | sys_ws_cycle |  |  | 0 |  | #REF! | #REF! | #REF! | #REF! | #REF! | #REF! | #REF! | #N/A | #N/A | #REF! | #REF! | #N/A
|  | storage |  | heat loss |  |  | kWh/a | Q_ws |  |  | #REF! |  | #REF! | #REF! | #REF! | #REF! | #REF! | #REF! | #REF! | #REF! | #REF! | #REF! | #REF! | #REF!
|  | storage |  | heat contribution to space heating |  |  | kWh/a | Q_ws_csh |  |  | #REF! |  | #REF! | #REF! | #REF! | #REF! | #REF! | #REF! | #REF! | #REF! | #REF! | #REF! | #REF! | #REF!
|  | storage |  | auxiliary energy demand |  |  | kWh/a | Q_ws_aux |  |  | #REF! |  | #REF! | #REF! | #REF! | #REF! | #REF! | #REF! | #REF! | #REF! | #REF! | #REF! | #REF! | #REF!
|  | generation |  | description |  |  |  | sys_wg_descr |  |  | 0 |  | #REF! | #REF! | #REF! | #REF! | #REF! | #REF! | #REF! | #REF! | #REF! | #REF! | #REF! | #N/A
|  | generation |  | cycle |  |  |  | sys_wg_cycle |  |  | 0 |  | #REF! | #REF! | #REF! | #REF! | #REF! | #REF! | #REF! | #REF! | #REF! | #REF! | #REF! | #N/A
|  | generation |  | energy loss |  |  |  | Q_wg |  |  | #REF! |  | #REF! | #REF! | #REF! | #REF! | #REF! | #REF! | #REF! | #REF! | #REF! | #REF! | #REF! | #REF!
|  | generation |  | auxiliary energy demand |  |  | kWh/a | Q_wg_aux |  |  | #REF! |  | #REF! | #REF! | #REF! | #REF! | #REF! | #REF! | #REF! | #REF! | #REF! | #REF! | #REF! | #REF!
|  | sum auxiliary energy demand |  |  |  |  | kWh/a | Q_w_aux |  |  | #REF! |  | #REF! | #REF! | #REF! | #REF! | #REF! | #REF! | #REF! | #REF! | #REF! | #REF! | #REF! | #REF!
|  | energyware |  | description |  |  |  | sys_w_ew_descr |  |  | 0 |  | #N/A | #REF! | #REF! | #N/A | #REF! | #REF! | #REF! | #REF! | #REF! | #REF! | #REF! | #N/A
|  | delivered energy demand |  |  | net calorific value |  | kWh/a | Q_w_del_netcal |  |  | 0 |  | 0 | 0 | 0 | 0 | 0 | 0 | 0 | 0 | 0 | 0 | 0 | 0
|  | delivered energy demand |  |  | gross calorific value |  | kWh/a | Q_w_del_grosscal |  |  | 0 |  | 0 | 0 | 0 | 0 | 0 | 0 | 0 | 0 | 0 | 0 | 0 | 0
|  | primary energy demand |  |  |  |  | kWh/a | Q_w_p |  |  | #VALUE! |  | #REF! | #REF! | #REF! | #REF! | #REF! | #REF! | #REF! | #REF! | #REF! | #REF! | #REF! | #REF!
|  | CO2 emissions |  |  |  |  | kg/a | X_w_CO2 |  |  | #VALUE! |  | #REF! | #REF! | #REF! | #REF! | #REF! | #REF! | #REF! | #REF! | #REF! | #REF! | #REF! | #REF!
Space heating / ventilation system
|  | useful heat delivered by space heating / ventilation system | [5 empty] | Q_h_sys |  |  | #REF! |  | #REF! | #REF! | #REF! | #REF! | #REF! | #REF! | #REF! | #REF! | #REF! | #REF! | #REF! | #REF!
|  | control heat emission |  | description |  |  |  | sys_hce_descr |  |  | 0 |  | #REF! | #REF! | #REF! | #REF! | #REF! | #REF! | #REF! | #REF! | #REF! | #REF! | #N/A | #N/A
|  | control heat emission |  | heat loss |  |  | kWh/a | Q_hce |  |  | #REF! |  | #REF! | #REF! | #REF! | #REF! | #REF! | #REF! | #REF! | #REF! | #REF! | #REF! | #REF! | #REF!
|  | control heat emission |  | auxiliary energy demand |  |  | kWh/a | Q_hce_aux |  |  | #REF! |  | #REF! | #REF! | #REF! | #REF! | #REF! | #REF! | #REF! | #REF! | #REF! | #REF! | #REF! | #REF!
|  | distribution |  | description |  |  |  | sys_hd_descr |  |  | 0 |  | #REF! | #REF! | #REF! | #REF! | #REF! | #REF! | #REF! | #REF! | #REF! | #REF! | #N/A | #N/A
|  | distribution |  | cycle |  |  |  | sys_hd_cycle |  |  | 0 |  | #REF! | #REF! | #REF! | #REF! | #REF! | #REF! | #REF! | #REF! | #REF! | #REF! | #N/A | #N/A
|  | distribution |  | heat loss |  |  | kWh/a | Q_hd |  |  | #REF! |  | #REF! | #REF! | #REF! | #REF! | #REF! | #REF! | #REF! | #REF! | #REF! | #REF! | #REF! | #REF!
|  | distribution |  | auxiliary energy demand |  |  | kWh/a | Q_hd_aux |  |  | #REF! |  | #REF! | #REF! | #REF! | #REF! | #REF! | #REF! | #REF! | #REF! | #REF! | #REF! | #REF! | #REF!
|  | storage |  | description |  |  |  | sys_hs_descr |  |  | 0 |  | #N/A | #REF! | #REF! | #REF! | #N/A | #N/A | #N/A | #N/A | #N/A | #N/A | #N/A | #N/A
|  | storage |  | cycle |  |  |  | sys_hs_cycle |  |  | 0 |  | #N/A | #REF! | #REF! | #REF! | #N/A | #N/A | #N/A | #N/A | #N/A | #N/A | #N/A | #N/A
|  | storage |  | heat loss |  |  | kWh/a | Q_hs |  |  | #REF! |  | #REF! | #REF! | #REF! | #REF! | #REF! | #REF! | #REF! | #REF! | #REF! | #REF! | #REF! | #REF!
|  | storage |  | auxiliary energy demand |  |  | kWh/a | Q_hs_aux |  |  | #REF! |  | #REF! | #REF! | #REF! | #REF! | #REF! | #REF! | #REF! | #REF! | #REF! | #REF! | #REF! | #REF!
|  | generation |  | description |  |  |  | sys_hg_descr |  |  | 0 |  | #REF! | #REF! | #REF! | #REF! | #REF! | #REF! | #REF! | #REF! | #REF! | #REF! | #N/A | #N/A
|  | generation |  | cycle |  |  |  | sys_hg_cycle |  |  | 0 |  | #REF! | #REF! | #REF! | #REF! | #REF! | #REF! | #REF! | #REF! | #REF! | #REF! | #N/A | #N/A
|  | generation |  | energy loss |  |  |  | Q_hg |  |  | #REF! |  | #REF! | #REF! | #REF! | #REF! | #REF! | #REF! | #REF! | #REF! | #REF! | #REF! | #REF! | #REF!
|  | generation |  | auxiliary energy demand |  |  | kWh/a | Q_hg_aux |  |  | #REF! |  | #REF! | #REF! | #REF! | #REF! | #REF! | #REF! | #REF! | #REF! | #REF! | #REF! | #REF! | #REF!
|  | sum auxiliary energy demand |  |  |  |  | kWh/a | Q_h_aux |  |  | #REF! |  | #REF! | #REF! | #REF! | #REF! | #REF! | #REF! | #REF! | #REF! | #REF! | #REF! | #REF! | #REF!
|  | energyware |  | description |  |  |  | sys_h_ew_descr |  |  | 0 |  | #N/A | #REF! | #REF! | #REF! | #N/A | #REF! | #REF! | #REF! | #REF! | #N/A | #N/A | #N/A
|  | delivered energy demand |  |  | net calorific value |  | kWh/a | Q_h_del_netcal |  |  | #REF! |  | #REF! | #REF! | #REF! | #REF! | #REF! | #REF! | #REF! | #REF! | #REF! | #REF! | #REF! | #REF!
|  | delivered energy demand |  |  | gross calorific value |  | kWh/a | Q_h_del_grosscal |  |  | #REF! |  | 0 | 0 | 0 | 0 | 0 | 0 | 0 | 0 | 0 | 0 | 0 | 0
|  | primary energy demand |  |  |  |  | kWh/a | Q_h_p |  |  | #REF! |  | #REF! | #REF! | #REF! | #REF! | #REF! | #REF! | #REF! | #REF! | #REF! | #REF! | #REF! | #REF!
|  | CO2 emissions |  |  |  |  | kg/a | X_h_CO2 |  |  | #REF! |  | #REF! | #REF! | #REF! | #REF! | #REF! | #REF! | #REF! | #REF! | #REF! | #REF! | #REF! | #REF!
Overall energy balance and energywares
|  | gross heat demand of the building, to be covered by heating and ventilation system and by heat gains from hot water system |  |  |  |  | kWh/(m²a) | q_h_gross |  |  | #REF!
|  | contribution to heating by hot water system losses |  |  |  |  | kWh/(m²a) | q_h_w |  |  | #REF!
|  | contribution to heating by mechanical ventilation system |  |  |  |  | kWh/(m²a) | q_h_mv |  |  | #REF!
|  | heat losses |  | control emission |  |  | kWh/(m²a) | q_hce_total |  |  | #REF!
|  | heat losses |  | heating distribution |  |  | kWh/(m²a) | q_hd_total |  |  | #REF!
|  | heat losses |  | heating storage |  |  | kWh/(m²a) | q_hs_total |  |  | #REF!
|  | heat losses |  | heating generation |  |  | kWh/(m²a) | q_hg_total |  |  | #REF!
|  | hot water heat demand |  |  |  |  | kWh/(m²a) | q_w_total |  |  | error: sum fraction <> 1
|  | heat losses |  | dhw distribution |  |  | kWh/(m²a) | q_wd_total |  |  | #REF!
|  | heat losses |  | dhw storage |  |  | kWh/(m²a) | q_ws_total |  |  | #REF!
|  | heat losses |  | dhw generation |  |  | kWh/(m²a) | q_wg_total |  |  | #REF!
energyware gas
|  | energyware demand |  |  | space heating |  | kWh/(m²a) | q_del_h_gas |  |  | #REF!
|  | energyware demand |  |  | hot water |  | kWh/(m²a) | q_del_w_gas |  |  | #VALUE!
energyware oil
|  | energyware demand |  |  | space heating |  | kWh/(m²a) | q_del_h_oil |  |  | #REF!
|  | energyware demand |  |  | hot water |  | kWh/(m²a) | q_del_w_oil |  |  | #VALUE!
energyware liquid_gas
|  | energyware demand |  |  | space heating |  | kWh/(m²a) | q_del_h_liquid_gas |  |  | #REF!
|  | energyware demand |  |  | hot water |  | kWh/(m²a) | q_del_w_liquid_gas |  |  | #VALUE!
energyware coal
|  | energyware demand |  |  | space heating |  | kWh/(m²a) | q_del_h_coal |  |  | #REF!
|  | energyware demand |  |  | hot water |  | kWh/(m²a) | q_del_w_coal |  |  | #VALUE!
energyware bio_fw
|  | energyware demand |  |  | space heating |  | kWh/(m²a) | q_del_h_bio_fw |  |  | #REF!
|  | energyware demand |  |  | hot water |  | kWh/(m²a) | q_del_w_bio_fw |  |  | #VALUE!
energyware bio_wp
|  | energyware demand |  |  | space heating |  | kWh/(m²a) | q_del_h_bio_wp |  |  | #REF!
|  | energyware demand |  |  | hot water |  | kWh/(m²a) | q_del_w_bio_wp |  |  | #VALUE!
energyware bio_wc
|  | energyware demand |  |  | space heating |  | kWh/(m²a) | q_del_h_bio_wc |  |  | #REF!
|  | energyware demand |  |  | hot water |  | kWh/(m²a) | q_del_w_bio_wc |  |  | #VALUE!
energyware el
|  | energyware demand |  |  | space heating |  | kWh/(m²a) | q_del_h_el |  |  | #REF!
|  | energyware demand |  |  | hot water |  | kWh/(m²a) | q_del_w_el |  |  | #VALUE!
energyware el_op
|  | energyware demand |  |  | space heating |  | kWh/(m²a) | q_del_h_el_op |  |  | #REF!
|  | energyware demand |  |  | hot water |  | kWh/(m²a) | q_del_w_el_op |  |  | #VALUE!
energyware el_aux
|  | energyware demand |  |  | space heating |  | kWh/(m²a) | q_del_h_el_aux |  |  | #REF!
|  | energyware demand |  |  | hot water |  | kWh/(m²a) | q_del_w_el_aux |  |  | #REF!
energyware dh
|  | energyware demand |  |  | space heating |  | kWh/(m²a) | q_del_h_dh |  |  | #REF!
|  | energyware demand |  |  | hot water |  | kWh/(m²a) | q_del_w_dh |  |  | #VALUE!
energyware sun
|  | energyware demand |  |  | space heating |  | kWh/(m²a) | q_del_h_sun |  |  | #REF!
|  | energyware demand |  |  | hot water |  | kWh/(m²a) | q_del_w_sun |  |  | #VALUE!
|  | energyware special 1 | [5 empty] | name_ews1 |  |  | fuel_u_b
|  | energyware demand |  |  | space heating |  | kWh/(m²a) | q_del_h_ews1 |  |  | #REF!
|  | energyware demand |  |  | hot water |  | kWh/(m²a) | q_del_w_ews1 |  |  | #VALUE!
|  | energyware special 2 | [5 empty] | name_ews2 |  |  | fuel_u_b_C
|  | energyware demand |  |  | space heating |  | kWh/(m²a) | q_del_h_ews2 |  |  | #REF!
|  | energyware demand |  |  | hot water |  | kWh/(m²a) | q_del_w_ews2 |  |  | #VALUE!
|  | energyware special 3 | [5 empty] | name_ews3 |  |  | fuel_u_b_D
|  | energyware demand |  |  | space heating |  | kWh/(m²a) | q_del_h_ews3 |  |  | #REF!
|  | energyware demand |  |  | hot water |  | kWh/(m²a) | q_del_w_ews3 |  |  | #VALUE!
|  | energyware special 4 | [5 empty] | name_ews4
|  | energyware demand |  |  | space heating |  | kWh/(m²a) | q_del_h_ews4 |  |  | #REF!
|  | energyware demand |  |  | hot water |  | kWh/(m²a) | q_del_w_ews4 |  |  | #VALUE!
|  | energyware special 5 | [5 empty] | name_ews5 |  |  | fuel_u_chp
|  | energyware demand |  |  | space heating |  | kWh/(m²a) | q_del_h_ews5 |  |  | #REF!
|  | energyware demand |  |  | hot water |  | kWh/(m²a) | q_del_w_ews5 |  |  | #VALUE!
|  | energyware special 6 | [5 empty] | name_ews6
|  | energyware demand |  |  | space heating |  | kWh/(m²a) | q_del_h_ews6 |  |  | #REF!
|  | energyware demand |  |  | hot water |  | kWh/(m²a) | q_del_w_ews6 |  |  | #VALUE!
|  | energyware special 7 | [5 empty] | name_ews7
|  | energyware demand |  |  | space heating |  | kWh/(m²a) | q_del_h_ews7 |  |  | #REF!
|  | energyware demand |  |  | hot water |  | kWh/(m²a) | q_del_w_ews7 |  |  | #VALUE!
|  | energyware special 8 | [5 empty] | name_ews8
|  | energyware demand |  |  | space heating |  | kWh/(m²a) | q_del_h_ews8 |  |  | #REF!
|  | energyware demand |  |  | hot water |  | kWh/(m²a) | q_del_w_ews8 |  |  | #VALUE!
|  | energyware special 9 | [5 empty] | name_ews9
|  | energyware demand |  |  | space heating |  | kWh/(m²a) | q_del_h_ews9 |  |  | #REF!
|  | energyware demand |  |  | hot water |  | kWh/(m²a) | q_del_w_ews9 |  |  | #VALUE!
|  | energyware special 10 | [5 empty] | name_ews10
|  | energyware demand |  |  | space heating |  | kWh/(m²a) | q_del_h_ews10 |  |  | #REF!
|  | energyware demand |  |  | hot water |  | kWh/(m²a) | q_del_w_ews10 |  |  | #VALUE!
sum calculated energy demand (auxiliary energy excluded)
|  | space heating |  | fuels |  |  | kWh/(m²a) | q_c_h_fuels |  |  | #REF!
|  | space heating |  | district heating |  |  | kWh/(m²a) | q_c_h_dh |  |  | #REF!
|  | space heating |  | electricity |  |  | kWh/(m²a) | q_c_h_el |  |  | #REF!
|  | hot water |  | fuels |  |  | kWh/(m²a) | q_c_w_fuels |  |  | -
|  | hot water |  | district heating |  |  | kWh/(m²a) | q_c_w_dh |  |  | -
|  | hot water |  | electricity |  |  | kWh/(m²a) | q_c_w_el |  |  | -
basic data
source input data
[8 empty] | current value |  |  |  |  | sys1: manual selection
|  | calculation procedure builiding | [5 empty] | #REF!
|  | reference area | [5 empty] | #REF!
|  | type system data | [5 empty] | #REF!
|  | procedure system data | [5 empty] | #REF!
|  | duration of heating period |  |  |  |  | d/a | #VALUE!
|  | adaption of table values to heating period | [5 empty] | #REF! | table.HP_adaption
domestic hot water system
|  |  |  | column | parameter 1 | parameter 2 |  | quantity |  | unit |  |  | 1 | 2 | 3 | 4 | 5 | 6 | 7 | 8 | 9 | 10 | 11 | 12 | manual
|  | system name | [10 empty] | boiler | wood boiler | heatpump | district heating | directly gas heated storage | central electric storage | heat pump cellar / external air | gas-fired water heater | electric water heater | electric water storage | solar
out of service
| wd | hot water distribution
|  |  |  | table |  |  |  | procedure
|  |  |  | tab sys wd |  |  |  | #REF!
|  |  |  | system |  |  |  | type |  |  |  |  | #REF! | #REF! | #REF! | #REF! | #REF! | #REF! | #REF! | #REF! | #REF! | #REF! | #REF!
[8 empty] | description |  |  |  |  | #REF! | #REF! | #REF! | #REF! | #REF! | #REF! | #REF! | #REF! | #REF! | #REF! | #REF! | #N/A
[8 empty] | range |  |  |  |  | #REF! | #REF! | #REF! | #REF! | #REF! | #REF! | #REF! | #REF! | #REF! | #REF! | #REF! | #N/A
duration heating period
|  |  |  | description | #REF!
range
|  |  |  | t_HP | #REF! | #REF! |  | #REF! | #N/A | #REF! | #N/A |  | #REF! | #REF! | #REF! | #REF! | #REF! | #REF! | #REF! | #REF! | #REF! | #REF! | #REF! | #N/A
|  |  |  | - | #REF! | #REF! |  | #REF! | #N/A | #REF! | #N/A |  | #REF! | #REF! | #REF! | #REF! | #REF! | #REF! | #REF! | #REF! | #REF! | #REF! | #REF! | #N/A
|  |  |  | - | #REF! | #REF! |  | #REF! | #N/A | #REF! | #N/A |  | #REF! | #REF! | #REF! | #REF! | #REF! | #REF! | #REF! | #REF! | #REF! | #REF! | #REF! | #N/A
#REF!
adaptation factor | bar: 1 to 12
|  |  | #REF! | [9 empty] | 0 | 0 | 0 | 0 | 0 | 0 | 0 | 0 | 0 | 0 | 0 | 0
heat losses
|  |  |  | description | #REF! | #REF!
range
|  |  |  | q_wd.1 | #REF! | #REF! |  | #REF! | #N/A | #REF! | #N/A |  | #REF! | #REF! | #REF! | #REF! | #REF! | #REF! | #REF! | #REF! | #REF! | #REF! | #REF! | #N/A
|  |  |  | q_wd.2 | #REF! | #REF! |  | #REF! | #N/A | #REF! | #N/A |  | #REF! | #REF! | #REF! | #REF! | #REF! | #REF! | #REF! | #REF! | #REF! | #REF! | #REF! | #N/A
|  |  |  | q_wd.3 | #REF! | #REF! |  | #REF! | #N/A | #REF! | #N/A |  | #REF! | #REF! | #REF! | #REF! | #REF! | #REF! | #REF! | #REF! | #REF! | #REF! | #REF! | #N/A
#REF!
adaptation factor | bar: 1 to 12
|  |  | #REF! | [8 empty] | kWh/(m²a) | 0 | 0 | 0 | 0 | 0 | 0 | 0 | 0 | 0 | 0 | 0 | 0
contribution to heating
|  |  |  | description | #REF! | #REF!
range
|  |  |  | q_wd_h.1 | #REF! | #REF! |  | #REF! | #N/A | #REF! | #N/A |  | #REF! | #REF! | #REF! | #REF! | #REF! | #REF! | #REF! | #REF! | #REF! | #REF! | #REF! | #N/A
|  |  |  | q_wd_h.2 | #REF! | #REF! |  | #REF! | #N/A | #REF! | #N/A |  | #REF! | #REF! | #REF! | #REF! | #REF! | #REF! | #REF! | #REF! | #REF! | #REF! | #REF! | #N/A
|  |  |  | q_wd_h.3 | #REF! | #REF! |  | #REF! | #N/A | #REF! | #N/A |  | #REF! | #REF! | #REF! | #REF! | #REF! | #REF! | #REF! | #REF! | #REF! | #REF! | #REF! | #N/A
#REF!
adaptation factor | bar: 1 to 12
|  |  | #REF! | [8 empty] | kWh/(m²a) | 0 | 0 | 0 | 0 | 0 | 0 | 0 | 0 | 0 | 0 | 0 | 0
auxiliary energy demand
|  |  |  | description | #REF! | #REF!
range
|  |  |  | q_aux_wd.1 | #REF! | #REF! |  | #REF! | #N/A | #REF! | #N/A |  | #REF! | #REF! | #REF! | #REF! | #REF! | #REF! | #REF! | #REF! | #REF! | #REF! | #REF! | #N/A
|  |  |  | q_aux_wd.2 | #REF! | #REF! |  | #REF! | #N/A | #REF! | #N/A |  | #REF! | #REF! | #REF! | #REF! | #REF! | #REF! | #REF! | #REF! | #REF! | #REF! | #REF! | #N/A
|  |  |  | q_aux_wd.3 | #REF! | #REF! |  | #REF! | #N/A | #REF! | #N/A |  | #REF! | #REF! | #REF! | #REF! | #REF! | #REF! | #REF! | #REF! | #REF! | #REF! | #REF! | #N/A
#REF!
adaptation factor | bar: 1 to 12
|  |  | #REF! | [8 empty] | kWh/(m²a) | 0 | 0 | 0 | 0 | 0 | 0 | 0 | 0 | 0 | 0 | 0 | 0
| ws | hot water storage
|  |  |  | table |  |  |  | procedure
|  |  |  | tab sys ws |  |  |  | #REF!
|  |  |  | system |  |  |  | type |  |  |  |  | #REF! | #REF! | #REF! | #REF! | ghs | #REF! | #REF! |  |  | #REF! | #REF!
[8 empty] | description |  |  |  |  | #REF! | #REF! | #REF! | #REF! | #REF! | #REF! | #REF! | #N/A | #N/A | #REF! | #REF! | #N/A
[8 empty] | range |  |  |  |  | #REF! | #REF! | #REF! | #REF! | #REF! | #REF! | #REF! | #N/A | #N/A | #REF! | #REF! | #N/A
duration heating period
|  |  |  | description | #REF!
range
|  |  |  | t_HP | #REF! | #REF! |  | #REF! | #N/A | #REF! | #N/A |  | #REF! | #REF! | #REF! | #REF! | #REF! | #REF! | #REF! | #N/A | #N/A | #REF! | #REF! | #N/A
|  |  |  | - | #REF! | #REF! |  | #REF! | #N/A | #REF! | #N/A |  | #REF! | #REF! | #REF! | #REF! | #REF! | #REF! | #REF! | #N/A | #N/A | #REF! | #REF! | #N/A
|  |  |  | - | #REF! | #REF! |  | #REF! | #N/A | #REF! | #N/A |  | #REF! | #REF! | #REF! | #REF! | #REF! | #REF! | #REF! | #N/A | #N/A | #REF! | #REF! | #N/A
#REF!
adaptation factor | bar: 1 to 12
|  |  | #REF! | [9 empty] | 0 | 0 | 0 | 0 | 0 | 0 | 0 | 0 | 0 | 0 | 0 | 0
heat losses
|  |  |  | description | #REF! | #REF!
range
|  |  |  | q_ws.1 | #REF! | #REF! |  | #REF! | #N/A | #REF! | #N/A |  | #REF! | #REF! | #REF! | #REF! | #REF! | #REF! | #REF! | #N/A | #N/A | #REF! | #REF! | #N/A
|  |  |  | q_ws.2 | #REF! | #REF! |  | #REF! | #N/A | #REF! | #N/A |  | #REF! | #REF! | #REF! | #REF! | #REF! | #REF! | #REF! | #N/A | #N/A | #REF! | #REF! | #N/A
|  |  |  | q_ws.3 | #REF! | #REF! |  | #REF! | #N/A | #REF! | #N/A |  | #REF! | #REF! | #REF! | #REF! | #REF! | #REF! | #REF! | #N/A | #N/A | #REF! | #REF! | #N/A
#REF!
adaptation factor | bar: 1 to 12
|  |  | #REF! | [8 empty] | kWh/(m²a) | 0 | 0 | 0 | 0 | 0 | 0 | 0 | 0 | 0 | 0 | 0 | 0
contribution to heating
|  |  |  | description | #REF! | #REF!
range
|  |  |  | q_ws_h.1 | #REF! | #REF! |  | #REF! | #N/A | #REF! | #N/A |  | #REF! | #REF! | #REF! | #REF! | #REF! | #REF! | #REF! | #N/A | #N/A | #REF! | #REF! | #N/A
|  |  |  | q_ws_h.2 | #REF! | #REF! |  | #REF! | #N/A | #REF! | #N/A |  | #REF! | #REF! | #REF! | #REF! | #REF! | #REF! | #REF! | #N/A | #N/A | #REF! | #REF! | #N/A
|  |  |  | q_ws_h.3 | #REF! | #REF! |  | #REF! | #N/A | #REF! | #N/A |  | #REF! | #REF! | #REF! | #REF! | #REF! | #REF! | #REF! | #N/A | #N/A | #REF! | #REF! | #N/A
#REF!
adaptation factor | bar: 1 to 12
|  |  | #REF! | [8 empty] | kWh/(m²a) | 0 | 0 | 0 | 0 | 0 | 0 | 0 | 0 | 0 | 0 | 0 | 0
auxiliary energy demand
|  |  |  | description | #REF! | #REF!
range
|  |  |  | q_aux_ws.1 | #REF! | #REF! |  | #REF! | #N/A | #REF! | #N/A |  | #REF! | #REF! | #REF! | #REF! | #REF! | #REF! | #REF! | #N/A | #N/A | #REF! | #REF! | #N/A
|  |  |  | q_aux_ws.2 | #REF! | #REF! |  | #REF! | #N/A | #REF! | #N/A |  | #REF! | #REF! | #REF! | #REF! | #REF! | #REF! | #REF! | #N/A | #N/A | #REF! | #REF! | #N/A
|  |  |  | q_aux_ws.3 | #REF! | #REF! |  | #REF! | #N/A | #REF! | #N/A |  | #REF! | #REF! | #REF! | #REF! | #REF! | #REF! | #REF! | #N/A | #N/A | #REF! | #REF! | #N/A
#REF!
adaptation factor | bar: 1 to 12
|  |  | #REF! | [8 empty] | kWh/(m²a) | 0 | 0 | 0 | 0 | 0 | 0 | 0 | 0 | 0 | 0 | 0 | 0
| wew | hot water energyware
|  |  |  | table |  |  |  | procedure
|  |  |  | tab sys ew |  |  |  | #REF!
|  | energy carrier | [11 empty] | bio_fw | el_op |  | gas_E | el_op | el_op | gas_E | el | el | sun
[8 empty] | description |  |  |  |  | #N/A | #REF! | #REF! | #N/A | #REF! | #REF! | #REF! | #REF! | #REF! | #REF! | #REF! | #N/A
| wg | hot water generation
|  |  |  | table |  |  |  | procedure
|  |  |  | tab sys wg |  |  |  | #REF!
|  |  |  | system |  |  |  | type |  |  |  |  | #REF! | b_ct_C | hp_air_hr_C | dh_ts | ghs | ehr | hp_cellar_hr_C | #REF! | eiwh | ehr | solar
[8 empty] | description |  |  |  |  | #REF! | #REF! | #REF! | #REF! | #REF! | #REF! | #REF! | #REF! | #REF! | #REF! | #REF! | #N/A
[8 empty] | range |  |  |  |  | #REF! | #REF! | #REF! | #REF! | #REF! | #REF! | #REF! | #REF! | #REF! | #REF! | #REF! | #N/A
#REF!
|  |  |  | description | #REF!
range
|  |  |  | t_HP | #REF! | #REF! |  | #REF! | #N/A | #REF! | #N/A |  | #REF! | #REF! | #REF! | #REF! | #REF! | #REF! | #REF! | #REF! | #REF! | #REF! | #REF! | #N/A
|  |  |  | - | #REF! | #REF! |  | #REF! | #N/A | #REF! | #N/A |  | #REF! | #REF! | #REF! | #REF! | #REF! | #REF! | #REF! | #REF! | #REF! | #REF! | #REF! | #N/A
|  |  |  | - | #REF! | #REF! |  | #REF! | #N/A | #REF! | #N/A |  | #REF! | #REF! | #REF! | #REF! | #REF! | #REF! | #REF! | #REF! | #REF! | #REF! | #REF! | #N/A
#REF!
adaptation factor | bar: 1 to 12
|  |  | #REF! | [9 empty] | 0 | 0 | 0 | 0 | 0 | 0 | 0 | 0 | 0 | 0 | 0 | 0
#REF!
|  |  |  | description | #REF! | #REF!
range
|  |  |  | e_wg.1 | #REF! | #REF! |  | #REF! | #N/A | #REF! | #N/A |  | #REF! | #REF! | #REF! | #REF! | #REF! | #REF! | #REF! | #REF! | #REF! | #REF! | #REF! | #N/A
|  |  |  | e_wg.2 | #REF! | #REF! |  | #REF! | #N/A | #REF! | #N/A |  | #REF! | #REF! | #REF! | #REF! | #REF! | #REF! | #REF! | #REF! | #REF! | #REF! | #REF! | #N/A
|  |  |  | e_wg.3 | #REF! | #REF! |  | #REF! | #N/A | #REF! | #N/A |  | #REF! | #REF! | #REF! | #REF! | #REF! | #REF! | #REF! | #REF! | #REF! | #REF! | #REF! | #N/A
#REF!
adaptation factor | bar: 1 to 12
|  |  | #REF! | [9 empty] | 0 | 0 | 0 | 0 | 0 | 0 | 0 | 0 | 0 | 0 | 0 | 0
#REF!
|  |  |  | description | #REF! | #REF!
range
|  |  |  | contr_wg.1 | #REF! | #REF! |  | #REF! | #N/A | #REF! | #N/A |  | #REF! | #REF! | #REF! | #REF! | #REF! | #REF! | #REF! | #REF! | #REF! | #REF! | #REF! | #N/A
|  |  |  | contr_wg.2 | #REF! | #REF! |  | #REF! | #N/A | #REF! | #N/A |  | #REF! | #REF! | #REF! | #REF! | #REF! | #REF! | #REF! | #REF! | #REF! | #REF! | #REF! | #N/A
|  |  |  | contr_wg.3 | #REF! | #REF! |  | #REF! | #N/A | #REF! | #N/A |  | #REF! | #REF! | #REF! | #REF! | #REF! | #REF! | #REF! | #REF! | #REF! | #REF! | #REF! | #N/A
#REF!
adaptation factor | bar: 1 to 12
|  |  | #REF! | [9 empty] | 0 | 0 | 0 | 0 | 0 | 0 | 0 | 0 | 0 | 0 | 0 | 0
#REF!
|  |  |  | description | #REF! | #REF!
range
|  |  |  | q_aux_wg.1 | #REF! | #REF! |  | #REF! | #N/A | #REF! | #N/A |  | #REF! | #REF! | #REF! | #REF! | #REF! | #REF! | #REF! | #REF! | #REF! | #REF! | #REF! | #N/A
|  |  |  | q_aux_wg.2 | #REF! | #REF! |  | #REF! | #N/A | #REF! | #N/A |  | #REF! | #REF! | #REF! | #REF! | #REF! | #REF! | #REF! | #REF! | #REF! | #REF! | #REF! | #N/A
|  |  |  | q_aux_wg.3 | #REF! | #REF! |  | #REF! | #N/A | #REF! | #N/A |  | #REF! | #REF! | #REF! | #REF! | #REF! | #REF! | #REF! | #REF! | #REF! | #REF! | #REF! | #N/A
#REF!
adaptation factor | bar: 1 to 12
|  |  | #REF! | [8 empty] | kWh/(m²a) | 0 | 0 | 0 | 0 | 0 | 0 | 0 | 0 | 0 | 0 | 0 | 0
hot water system - energy balance
procedure
#REF!
[11 empty] | total |  | 1 | 2 | 3 | 4 | 5 | 6 | 7 | 8 | 9 | 10 | 11 | 12
|  | system name | [10 empty] | boiler | wood boiler | heatpump | district heating | directly gas heated storage | central electric storage | heat pump cellar / external air | gas-fired water heater | electric water heater | electric water storage | solar
|  | system type |  | c=central / d=decentral
|  |  |  | solar system (auxiliary energy for heat generation for the whole reference area) | [8 empty] | 0 | 0 | 0 | 0 | 0 | 0 | 0 | 0 | 0 | 0 | 1 | 0 | 0
|  | fraction, not including table values for hot water contribution | [8 empty] | #REF! |  | #REF! | #REF! | #REF! | #REF! | #REF! | #REF! | #REF! | #REF! | #REF! | #REF! | #REF! | 0%
|  | fraction central systems | [5 empty] | c |  |  | 0% | bar: 1 to 12
|  | fraction decentral systems | [5 empty] | d |  |  | 0% | bar: 1 to 12
|  | table values: |  | available / type | [8 empty] | #REF! | #REF! | #REF! | #REF! | #REF! | #REF! | #REF! | #REF! | #REF! | #REF! | #REF!
|  | (for central |  | contribution to central hot water generation (percent) | [6 empty] | #REF! |  | #REF! | #REF! | #REF! | #REF! | #REF! | #REF! | #REF! | #REF! | #REF! | #REF! | #REF! | 0%
|  | systems only) |  | contribution to central hot water generation (kWh/(m²a)) | [8 empty] | #REF! | #REF! | #REF! | #REF! | #REF! | #REF! | #REF! | #REF! | #REF! | #REF! | #REF! | 0
|  |  |  | resulting contribution to central hot water generation | [6 empty] | #REF! |  | #REF! | #REF! | #REF! | #REF! | #REF! | #REF! | #REF! | #REF! | #REF! | #REF! | #REF! | #VALUE!
|  | fraction (regarding all systems) | [8 empty] | 0% | bar: 1 to 12
|  | area type | [8 empty] | #REF!
|  | area or "equivalent area" (= theoretically covered by each system) | [7 empty] | m² | #REF! |  | #REF! | #REF! | #REF! | #REF! | #REF! | #REF! | #REF! | #REF! | #REF! | #REF! | #REF! | #REF! | #REF!
|  | boundary conditions according to method building balance | [8 empty] | #REF!
|  | building type | [8 empty] | #REF!
|  | net heat demand hot water |  |  |  | standard value |  | kWh/(m²a) | #VALUE!
[6 empty] | input |  | kWh/(m²a) | 0
[6 empty] | used value |  | kWh/(m²a) | error: sum fraction <> 1
Delivered energy
|  | net heat demand hot water | [5 empty] | kWh/(m²a) | #VALUE! | kWh/a | #VALUE! |  | #VALUE! | #VALUE! | #VALUE! | #VALUE! | #VALUE! | #VALUE! | #VALUE! | #VALUE! | #VALUE! | #VALUE! | #VALUE! | #VALUE! | #VALUE!
|  | distribution heat losses | [5 empty] | kWh/(m²a) | #REF! | kWh/a | #REF! |  | #REF! | #REF! | #REF! | #REF! | #REF! | #REF! | #REF! | #REF! | #REF! | #REF! | #REF! | #REF! | #REF!
|  | storage heat losses | [5 empty] | kWh/(m²a) | #REF! | kWh/a | #REF! |  | #REF! | #REF! | #REF! | #REF! | #REF! | #REF! | #REF! | #REF! | #REF! | #REF! | #REF! | #REF! | #REF!
|  | gross heat demand (heat generator output) | [5 empty] | kWh/(m²a) | #REF! | kWh/a | #REF! |  | #REF! | #REF! | #REF! | #REF! | #REF! | #REF! | #REF! | #REF! | #REF! | #REF! | #REF! | #REF! | #REF!
|  | energy carrier | [11 empty] | bio_fw | el_op |  | gas_E | el_op | el_op | gas_E | el | el | sun
|  | heat generation input, net calorific value | [5 empty] | kWh/(m²a) | #REF! | kWh/a | 0 |  | 0 | 0 | 0 | 0 | 0 | 0 | 0 | 0 | 0 | 0 | 0 | 0 | 0
|  | relation gross to net calorific value |  |  |  | rel_gr_net | [6 empty] | #N/A | #REF! | #REF! | #N/A | #REF! | #REF! | #REF! | #REF! | #REF! | #REF! | #REF! | #N/A
|  | heat generation input, gross calorific value | [5 empty] | kWh/(m²a) | #REF! | kWh/a | 0 |  | 0 | 0 | 0 | 0 | 0 | 0 | 0 | 0 | 0 | 0 | 0 | 0 | 0
|  | energy loss generation | [5 empty] | kWh/(m²a) | #REF! | kWh/a | #REF! |  | #REF! | #REF! | #REF! | #REF! | #REF! | #REF! | #REF! | #REF! | #REF! | #REF! | #REF! | #REF! | #REF!
|  | primary energy factor |  |  |  | f_P | [6 empty] | #N/A | #REF! | #REF! | #N/A | #REF! | #REF! | #REF! | #REF! | #REF! | #REF! | #REF! | #N/A
|  | primary energy demand (net calorific value) | [5 empty] | kWh/(m²a) | #REF! | kWh/a | 0 |  | 0 | 0 | 0 | 0 | 0 | 0 | 0 | 0 | 0 | 0 | 0 | 0 | 0
|  | CO2 emission factor |  |  |  | f_CO2 |  |  |  | g/kWh |  |  | #N/A | #REF! | #REF! | #N/A | #REF! | #REF! | #REF! | #REF! | #REF! | #REF! | #REF! | #N/A
|  | CO2 emissions | [5 empty] | kg/(m²a) | #REF! | kg/a | 0 |  | 0 | 0 | 0 | 0 | 0 | 0 | 0 | 0 | 0 | 0 | 0 | 0 | 0
Contribution of the losses to space heating
|  | contributing fraction of distribution heat losses | [5 empty] | kWh/(m²a) | #REF! | kWh/a | #REF! |  | #REF! | #REF! | #REF! | #REF! | #REF! | #REF! | #REF! | #REF! | #REF! | #REF! | #REF! | #REF! | #REF!
|  | contributing fraction of storage heat losses | [5 empty] | kWh/(m²a) | #REF! | kWh/a | #REF! |  | #REF! | #REF! | #REF! | #REF! | #REF! | #REF! | #REF! | #REF! | #REF! | #REF! | #REF! | #REF! | #REF!
|  | Total | [5 empty] | kWh/(m²a) | #REF! | kWh/a | #REF! |  | #REF! | #REF! | #REF! | #REF! | #REF! | #REF! | #REF! | #REF! | #REF! | #REF! | #REF! | #REF! | #REF!
Auxiliary energy demand
|  | distribution system | [5 empty] | kWh/(m²a) | #REF! | kWh/a | #REF! |  | #REF! | #REF! | #REF! | #REF! | #REF! | #REF! | #REF! | #REF! | #REF! | #REF! | #REF! | #REF! | #REF!
|  | storage | [5 empty] | kWh/(m²a) | #REF! | kWh/a | #REF! |  | #REF! | #REF! | #REF! | #REF! | #REF! | #REF! | #REF! | #REF! | #REF! | #REF! | #REF! | #REF! | #REF!
|  | heat generation | [5 empty] | kWh/(m²a) | #REF! | kWh/a | #REF! |  | #REF! | #REF! | #REF! | #REF! | #REF! | #REF! | #REF! | #REF! | #REF! | #REF! | #REF! | #REF! | #REF!
|  | total auxiliary energy demand (electricity) | [5 empty] | kWh/(m²a) | #REF! | kWh/a | #REF! |  | #REF! | #REF! | #REF! | #REF! | #REF! | #REF! | #REF! | #REF! | #REF! | #REF! | #REF! | #REF! | #REF!
|  | primary energy factor |  |  |  | f_P | el | [5 empty] | #REF! | #REF! | #REF! | #REF! | #REF! | #REF! | #REF! | #REF! | #REF! | #REF! | #REF! | #REF!
|  | primary energy demand | [5 empty] | kWh/(m²a) | #REF! | kWh/a | #REF! |  | #REF! | #REF! | #REF! | #REF! | #REF! | #REF! | #REF! | #REF! | #REF! | #REF! | #REF! | #REF! | #REF!
|  | CO2 emission factor |  |  |  | f_CO2 | el |  |  | g/kWh |  |  | #REF! | #REF! | #REF! | #REF! | #REF! | #REF! | #REF! | #REF! | #REF! | #REF! | #REF! | #REF!
|  | CO2 emissions | [5 empty] | kg/(m²a) | #REF! | kg/a | #REF! |  | #REF! | #REF! | #REF! | #REF! | #REF! | #REF! | #REF! | #REF! | #REF! | #REF! | #REF! | #REF! | #REF!
Space heating system
|  |  |  | column | parameter 1 | parameter 2 |  | quantity |  | unit |  |  | 1 | 2 | 3 | 4 | 5 | 6 | 7 | 8 | 9 | 10 | 11 | 12 | manual
|  | system name | [10 empty] | boiler | wood boiler | heatpump | electric storage | district heating | oil stove | coal stove | wood stove | gas stove | electric stove | mechanical ventilation
out of service
| hce | control heat emission
|  |  |  | table |  |  |  | procedure
|  |  |  | tab sys hce |  |  |  | #REF!
|  |  |  | system |  |  |  | type |  |  |  |  | c_th | c_th | c_th | c_th | c_th | c_th | c_man | c_man | c_th | c_th
[8 empty] | description |  |  |  |  | #REF! | #REF! | #REF! | #REF! | #REF! | #REF! | #REF! | #REF! | #REF! | #REF! | #N/A | #N/A
[8 empty] | range |  |  |  |  | #REF! | #REF! | #REF! | #REF! | #REF! | #REF! | #REF! | #REF! | #REF! | #REF! | #N/A | #N/A
duration heating period
|  |  |  | description | #REF! | #REF!
range
|  |  |  | t_HP | #REF! | #REF! |  | #REF! | #N/A | #REF! | #N/A |  | #REF! | #REF! | #REF! | #REF! | #REF! | #REF! | #REF! | #REF! | #REF! | #REF! | #N/A | #N/A
|  |  |  | - | #REF! | #REF! |  | #REF! | #N/A | #REF! | #N/A |  | #REF! | #REF! | #REF! | #REF! | #REF! | #REF! | #REF! | #REF! | #REF! | #REF! | #N/A | #N/A
|  |  |  | - | #REF! | #REF! |  | #REF! | #N/A | #REF! | #N/A |  | #REF! | #REF! | #REF! | #REF! | #REF! | #REF! | #REF! | #REF! | #REF! | #REF! | #N/A | #N/A
#REF!
adaptation factor | bar: 1 to 12
|  |  | #REF! | [9 empty] | 0 | 0 | 0 | 0 | 0 | 0 | 0 | 0 | 0 | 0 | 0 | 0
heat losses
|  |  |  | description | #REF! | #REF!
range
|  |  |  | q_hce.1 | #REF! | #REF! |  | #REF! | #N/A | #REF! | #N/A |  | #REF! | #REF! | #REF! | #REF! | #REF! | #REF! | #REF! | #REF! | #REF! | #REF! | #N/A | #N/A
|  |  |  | q_hce.2 | #REF! | #REF! |  | #REF! | #N/A | #REF! | #N/A |  | #REF! | #REF! | #REF! | #REF! | #REF! | #REF! | #REF! | #REF! | #REF! | #REF! | #N/A | #N/A
|  |  |  | q_hce.3 | #REF! | #REF! |  | #REF! | #N/A | #REF! | #N/A |  | #REF! | #REF! | #REF! | #REF! | #REF! | #REF! | #REF! | #REF! | #REF! | #REF! | #N/A | #N/A
#REF!
adaptation factor | bar: 1 to 12
|  |  | #REF! | [8 empty] | kWh/(m²a) | 0 | 0 | 0 | 0 | 0 | 0 | 0 | 0 | 0 | 0 | 0 | 0
|  |  |  | description | #REF! | #REF!
range
|  |  |  | - | #REF! | #REF! |  | #REF! | #N/A | #REF! | #N/A |  | #REF! | #REF! | #REF! | #REF! | #REF! | #REF! | #REF! | #REF! | #REF! | #REF! | #N/A | #N/A
|  |  |  | - | #REF! | #REF! |  | #REF! | #N/A | #REF! | #N/A |  | #REF! | #REF! | #REF! | #REF! | #REF! | #REF! | #REF! | #REF! | #REF! | #REF! | #N/A | #N/A
|  |  |  | - | #REF! | #REF! |  | #REF! | #N/A | #REF! | #N/A |  | #REF! | #REF! | #REF! | #REF! | #REF! | #REF! | #REF! | #REF! | #REF! | #REF! | #N/A | #N/A
#REF!
adaptation factor | bar: 1 to 12
|  |  | #REF! | [8 empty] | kWh/(m²a) | 0 | 0 | 0 | 0 | 0 | 0 | 0 | 0 | 0 | 0 | 0 | 0
auxiliary energy demand
|  |  |  | description | #REF! | #REF!
range
|  |  |  | q_aux_hce.1 | #REF! | #REF! |  | #REF! | #N/A | #REF! | #N/A |  | #REF! | #REF! | #REF! | #REF! | #REF! | #REF! | #REF! | #REF! | #REF! | #REF! | #N/A | #N/A
|  |  |  | q_aux_hce.2 | #REF! | #REF! |  | #REF! | #N/A | #REF! | #N/A |  | #REF! | #REF! | #REF! | #REF! | #REF! | #REF! | #REF! | #REF! | #REF! | #REF! | #N/A | #N/A
|  |  |  | - | #REF! | #REF! |  | #REF! | #N/A | #REF! | #N/A |  | #REF! | #REF! | #REF! | #REF! | #REF! | #REF! | #REF! | #REF! | #REF! | #REF! | #N/A | #N/A
#REF!
adaptation factor | bar: 1 to 12
|  |  | #REF! | [8 empty] | kWh/(m²a) | 0 | 0 | 0 | 0 | 0 | 0 | 0 | 0 | 0 | 0 | 0 | 0
| hd | space heating distribution
|  |  |  | table |  |  |  | procedure
|  |  |  | tab sys hd |  |  |  | #REF!
|  |  |  | system |  |  |  | type |  |  |  |  | #REF! | #REF! | #REF! | #REF! | #REF! | d | d | d | d | d
[8 empty] | description |  |  |  |  | #REF! | #REF! | #REF! | #REF! | #REF! | #REF! | #REF! | #REF! | #REF! | #REF! | #N/A | #N/A
[8 empty] | range |  |  |  |  | #REF! | #REF! | #REF! | #REF! | #REF! | #REF! | #REF! | #REF! | #REF! | #REF! | #N/A | #N/A
duration heating period
|  |  |  | description | #REF!
range
|  |  |  | t_HP | #REF! | #REF! |  | #REF! | #N/A | #REF! | #N/A |  | #REF! | #REF! | #REF! | #REF! | #REF! | #REF! | #REF! | #REF! | #REF! | #REF! | #N/A | #N/A
|  |  |  | - | #REF! | #REF! |  | #REF! | #N/A | #REF! | #N/A |  | #REF! | #REF! | #REF! | #REF! | #REF! | #REF! | #REF! | #REF! | #REF! | #REF! | #N/A | #N/A
|  |  |  | - | #REF! | #REF! |  | #REF! | #N/A | #REF! | #N/A |  | #REF! | #REF! | #REF! | #REF! | #REF! | #REF! | #REF! | #REF! | #REF! | #REF! | #N/A | #N/A
#REF!
adaptation factor | bar: 1 to 12
|  |  | #REF! | [9 empty] | 0 | 0 | 0 | 0 | 0 | 0 | 0 | 0 | 0 | 0 | 0 | 0
heat losses
|  |  |  | description | #REF! | #REF!
range
|  |  |  | q_hd.1 | #REF! | #REF! |  | #REF! | #N/A | #REF! | #N/A |  | #REF! | #REF! | #REF! | #REF! | #REF! | #REF! | #REF! | #REF! | #REF! | #REF! | #N/A | #N/A
|  |  |  | q_hd.2 | #REF! | #REF! |  | #REF! | #N/A | #REF! | #N/A |  | #REF! | #REF! | #REF! | #REF! | #REF! | #REF! | #REF! | #REF! | #REF! | #REF! | #N/A | #N/A
|  |  |  | q_hd.3 | #REF! | #REF! |  | #REF! | #N/A | #REF! | #N/A |  | #REF! | #REF! | #REF! | #REF! | #REF! | #REF! | #REF! | #REF! | #REF! | #REF! | #N/A | #N/A
#REF!
adaptation factor | bar: 1 to 12
|  |  | #REF! | [8 empty] | kWh/(m²a) | 0 | 0 | 0 | 0 | 0 | 0 | 0 | 0 | 0 | 0 | 0 | 0
|  |  |  | description | #REF! | #REF!
range
|  |  |  | - | #REF! | #REF! |  | #REF! | #N/A | #REF! | #N/A |  | #REF! | #REF! | #REF! | #REF! | #REF! | #REF! | #REF! | #REF! | #REF! | #REF! | #N/A | #N/A
|  |  |  | - | #REF! | #REF! |  | #REF! | #N/A | #REF! | #N/A |  | #REF! | #REF! | #REF! | #REF! | #REF! | #REF! | #REF! | #REF! | #REF! | #REF! | #N/A | #N/A
|  |  |  | - | #REF! | #REF! |  | #REF! | #N/A | #REF! | #N/A |  | #REF! | #REF! | #REF! | #REF! | #REF! | #REF! | #REF! | #REF! | #REF! | #REF! | #N/A | #N/A
#REF!
adaptation factor | bar: 1 to 12
|  |  | #REF! | [8 empty] | kWh/(m²a) | 0 | 0 | 0 | 0 | 0 | 0 | 0 | 0 | 0 | 0 | 0 | 0
auxiliary energy demand
|  |  |  | description | #REF! | #REF!
range
|  |  |  | q_aux_hd.1 | #REF! | #REF! |  | #REF! | #N/A | #REF! | #N/A |  | #REF! | #REF! | #REF! | #REF! | #REF! | #REF! | #REF! | #REF! | #REF! | #REF! | #N/A | #N/A
|  |  |  | q_aux_hd.2 | #REF! | #REF! |  | #REF! | #N/A | #REF! | #N/A |  | #REF! | #REF! | #REF! | #REF! | #REF! | #REF! | #REF! | #REF! | #REF! | #REF! | #N/A | #N/A
|  |  |  | - | #REF! | #REF! |  | #REF! | #N/A | #REF! | #N/A |  | #REF! | #REF! | #REF! | #REF! | #REF! | #REF! | #REF! | #REF! | #REF! | #REF! | #N/A | #N/A
#REF!
adaptation factor | bar: 1 to 12
|  |  | #REF! | [8 empty] | kWh/(m²a) | 0 | 0 | 0 | 0 | 0 | 0 | 0 | 0 | 0 | 0 | 0 | 0
| hs | space heating storage
|  |  |  | table |  |  |  | procedure
|  |  |  | tab sys hs |  |  |  | #REF!
|  |  |  | system |  |  |  | type |  |  |  |  | 2: bs_wood_C; 3: bs_el_C; 4: bs_el_C
[8 empty] | description |  |  |  |  | #N/A | #REF! | #REF! | #REF! | #N/A | #N/A | #N/A | #N/A | #N/A | #N/A | #N/A | #N/A
[8 empty] | range |  |  |  |  | #N/A | #REF! | #REF! | #REF! | #N/A | #N/A | #N/A | #N/A | #N/A | #N/A | #N/A | #N/A
duration heating period
|  |  |  | description | #REF!
range
|  |  |  | t_HP | #REF! | #REF! |  | #REF! | #N/A | #REF! | #N/A |  | #N/A | #REF! | #REF! | #REF! | #N/A | #N/A | #N/A | #N/A | #N/A | #N/A | #N/A | #N/A
|  |  |  | - | #REF! | #REF! |  | #REF! | #N/A | #REF! | #N/A |  | #N/A | #REF! | #REF! | #REF! | #N/A | #N/A | #N/A | #N/A | #N/A | #N/A | #N/A | #N/A
|  |  |  | - | #REF! | #REF! |  | #REF! | #N/A | #REF! | #N/A |  | #N/A | #REF! | #REF! | #REF! | #N/A | #N/A | #N/A | #N/A | #N/A | #N/A | #N/A | #N/A
#REF!
adaptation factor | bar: 1 to 12
|  |  | #REF! | [9 empty] | 0 | 0 | 0 | 0 | 0 | 0 | 0 | 0 | 0 | 0 | 0 | 0
heat losses
|  |  |  | description | #REF! | #REF!
range
|  |  |  | q_hs.1 | #REF! | #REF! |  | #REF! | #N/A | #REF! | #N/A |  | #N/A | #REF! | #REF! | #REF! | #N/A | #N/A | #N/A | #N/A | #N/A | #N/A | #N/A | #N/A
|  |  |  | q_hs.2 | #REF! | #REF! |  | #REF! | #N/A | #REF! | #N/A |  | #N/A | #REF! | #REF! | #REF! | #N/A | #N/A | #N/A | #N/A | #N/A | #N/A | #N/A | #N/A
|  |  |  | q_hs.3 | #REF! | #REF! |  | #REF! | #N/A | #REF! | #N/A |  | #N/A | #REF! | #REF! | #REF! | #N/A | #N/A | #N/A | #N/A | #N/A | #N/A | #N/A | #N/A
#REF!
adaptation factor | bar: 1 to 12
|  |  | #REF! | [8 empty] | kWh/(m²a) | 0 | 0 | 0 | 0 | 0 | 0 | 0 | 0 | 0 | 0 | 0 | 0
|  |  |  | description | #REF! | #REF!
range
|  |  |  | - | #REF! | #REF! |  | #REF! | #N/A | #REF! | #N/A |  | #N/A | #REF! | #REF! | #REF! | #N/A | #N/A | #N/A | #N/A | #N/A | #N/A | #N/A | #N/A
|  |  |  | - | #REF! | #REF! |  | #REF! | #N/A | #REF! | #N/A |  | #N/A | #REF! | #REF! | #REF! | #N/A | #N/A | #N/A | #N/A | #N/A | #N/A | #N/A | #N/A
|  |  |  | - | #REF! | #REF! |  | #REF! | #N/A | #REF! | #N/A |  | #N/A | #REF! | #REF! | #REF! | #N/A | #N/A | #N/A | #N/A | #N/A | #N/A | #N/A | #N/A
#REF!
adaptation factor | bar: 1 to 12
|  |  | #REF! | [8 empty] | kWh/(m²a) | 0 | 0 | 0 | 0 | 0 | 0 | 0 | 0 | 0 | 0 | 0 | 0
auxiliary energy demand
|  |  |  | description | #REF! | #REF!
range
|  |  |  | q_aux_hs.1 | #REF! | #REF! |  | #REF! | #N/A | #REF! | #N/A |  | #N/A | #REF! | #REF! | #REF! | #N/A | #N/A | #N/A | #N/A | #N/A | #N/A | #N/A | #N/A
|  |  |  | q_aux_hs.2 | #REF! | #REF! |  | #REF! | #N/A | #REF! | #N/A |  | #N/A | #REF! | #REF! | #REF! | #N/A | #N/A | #N/A | #N/A | #N/A | #N/A | #N/A | #N/A
|  |  |  | - | #REF! | #REF! |  | #REF! | #N/A | #REF! | #N/A |  | #N/A | #REF! | #REF! | #REF! | #N/A | #N/A | #N/A | #N/A | #N/A | #N/A | #N/A | #N/A
#REF!
adaptation factor | bar: 1 to 12
|  |  | #REF! | [8 empty] | kWh/(m²a) | 0 | 0 | 0 | 0 | 0 | 0 | 0 | 0 | 0 | 0 | 0 | 0
| hew | space heating energyware
|  |  |  | table |  |  |  | procedure
|  |  |  | tab sys ew |  |  |  | #REF!
|  | energy carrier | [10 empty] | 2: bio_fw; 3: el_op; 4: el_op; 6: oil; 7: coal_hard; 8: bio_fw; 9: gas_E
[8 empty] | description |  |  |  |  | #N/A | #REF! | #REF! | #REF! | #N/A | #REF! | #REF! | #REF! | #REF! | #N/A | #N/A | #N/A
| hg | space heating generation
|  |  |  | table |  |  |  | procedure
|  |  |  | tab sys hg |  |  |  | #REF!
|  |  |  | system |  |  |  | type |  |  |  |  | #REF! | b_ct_C | hp_air_hr_C | ehr | dh_ts | stove_liquid | stove_solid | stove_solid | gsh | #REF!
[8 empty] | description |  |  |  |  | #REF! | #REF! | #REF! | #REF! | #REF! | #REF! | #REF! | #REF! | #REF! | #REF! | #N/A | #N/A
[8 empty] | range |  |  |  |  | #REF! | #REF! | #REF! | #REF! | #REF! | #REF! | #REF! | #REF! | #REF! | #REF! | #N/A | #N/A
#REF!
|  |  |  | description | #REF!
range
|  |  |  | t_HP | #REF! | #REF! |  | #REF! | #N/A | #REF! | #N/A |  | #REF! | #REF! | #REF! | #REF! | #REF! | #REF! | #REF! | #REF! | #REF! | #REF! | #N/A | #N/A
|  |  |  | - | #REF! | #REF! |  | #REF! | #N/A | #REF! | #N/A |  | #REF! | #REF! | #REF! | #REF! | #REF! | #REF! | #REF! | #REF! | #REF! | #REF! | #N/A | #N/A
|  |  |  | - | #REF! | #REF! |  | #REF! | #N/A | #REF! | #N/A |  | #REF! | #REF! | #REF! | #REF! | #REF! | #REF! | #REF! | #REF! | #REF! | #REF! | #N/A | #N/A
#REF!
adaptation factor | bar: 1 to 12
|  |  | #REF! | [9 empty] | 0 | 0 | 0 | 0 | 0 | 0 | 0 | 0 | 0 | 0 | 0 | 0
#REF!
|  |  |  | description | #REF! | #REF!
range
|  |  |  | e_hg.1 | #REF! | #REF! |  | #REF! | #N/A | #REF! | #N/A |  | #REF! | #REF! | #REF! | #REF! | #REF! | #REF! | #REF! | #REF! | #REF! | #REF! | #N/A | #N/A
|  |  |  | e_hg.2 | #REF! | #REF! |  | #REF! | #N/A | #REF! | #N/A |  | #REF! | #REF! | #REF! | #REF! | #REF! | #REF! | #REF! | #REF! | #REF! | #REF! | #N/A | #N/A
|  |  |  | e_hg.3 | #REF! | #REF! |  | #REF! | #N/A | #REF! | #N/A |  | #REF! | #REF! | #REF! | #REF! | #REF! | #REF! | #REF! | #REF! | #REF! | #REF! | #N/A | #N/A
#REF!
adaptation factor | bar: 1 to 12
|  |  | #REF! | [9 empty] | 0 | 0 | 0 | 0 | 0 | 0 | 0 | 0 | 0 | 0 | 0 | 0
#REF!
|  |  |  | description | #REF!
range
|  |  |  | contr_hg.1 | #REF! | #REF! |  | #REF! | #N/A | #REF! | #N/A |  | #REF! | #REF! | #REF! | #REF! | #REF! | #REF! | #REF! | #REF! | #REF! | #REF! | #N/A | #N/A
|  |  |  | - | #REF! | #REF! |  | #REF! | #N/A | #REF! | #N/A |  | #REF! | #REF! | #REF! | #REF! | #REF! | #REF! | #REF! | #REF! | #REF! | #REF! | #N/A | #N/A
|  |  |  | - | #REF! | #REF! |  | #REF! | #N/A | #REF! | #N/A |  | #REF! | #REF! | #REF! | #REF! | #REF! | #REF! | #REF! | #REF! | #REF! | #REF! | #N/A | #N/A
#REF!
adaptation factor | bar: 1 to 12
|  |  | #REF! | [9 empty] | 0 | 0 | 0 | 0 | 0 | 0 | 0 | 0 | 0 | 0 | 0 | 0
#REF!
|  |  |  | description | #REF! | #REF!
range
|  |  |  | q_aux_hg.1 | #REF! | #REF! |  | #REF! | #N/A | #REF! | #N/A |  | #REF! | #REF! | #REF! | #REF! | #REF! | #REF! | #REF! | #REF! | #REF! | #REF! | #N/A | #N/A
|  |  |  | q_aux_hg.2 | #REF! | #REF! |  | #REF! | #N/A | #REF! | #N/A |  | #REF! | #REF! | #REF! | #REF! | #REF! | #REF! | #REF! | #REF! | #REF! | #REF! | #N/A | #N/A
|  |  |  | - | #REF! | #REF! |  | #REF! | #N/A | #REF! | #N/A |  | #REF! | #REF! | #REF! | #REF! | #REF! | #REF! | #REF! | #REF! | #REF! | #REF! | #N/A | #N/A
#REF!
adaptation factor | bar: 1 to 12
|  |  | #REF! | [8 empty] | kWh/(m²a) | 0 | 0 | 0 | 0 | 0 | 0 | 0 | 0 | 0 | 0 | 0 | 0
space heating system - energy balance
procedure
#REF!
[11 empty] | total |  | 1 | 2 | 3 | 4 | 5 | 6 | 7 | 8 | 9 | 10 | 11 | 12
|  | system name | [10 empty] | boiler | wood boiler | heatpump | electric storage | district heating | oil stove | coal stove | wood stove | gas stove | electric stove | mechanical ventilation
|  | system type |  | c=central / d=decentral | bar: 1 to 12
|  | heat demand space heating per m² | [7 empty] | kWh/(m²a) | #REF!
|  | contribution by hot water system losses | [7 empty] | kWh/(m²a) | #REF!
|  | heat demand to be covered by heating system | [7 empty] | kWh/(m²a) | #REF!
|  | fraction, not including table values for contribution to heating | [8 empty] | #REF! |  | #REF! | #REF! | #REF! | #REF! | #REF! | #REF! | #REF! | #REF! | #REF! | #REF! | T | 0%
|  | table values: |  | available / type
|  | (for central |  | contribution to space heating (percent) | [6 empty] | 0% | bar: 1 to 12
|  | systems only) |  | contribution to space heating (kWh/(m²a)) | [6 empty] | 0 |  | 0 | 0 | 0 | 0 | 0 | 0 | 0 | 0 | 0 | 0 | 0 | 0
|  |  |  | resulting contribution to space heating | [6 empty] | #REF! |  | #REF! | #REF! | #REF! | #REF! | #REF! | #REF! | #REF! | #REF! | #REF! | #REF! | #REF! | #REF!
löschen |  | system name
|  | fraction of heat demand, covered by each system (regarding all systems) | [8 empty] | #REF! |  | #REF! | #REF! | #REF! | #REF! | #REF! | #REF! | #REF! | #REF! | #REF! | #REF! | #REF! | #REF!
|  | mechanical ventilation system | [10 empty] | 0 | 0 | 0 | 0 | 0 | 0 | 0 | 0 | 0 | 0 | 0 | 0
|  | area type | [8 empty] | #REF!
|  | area or "equivalent area" (= theoretically covered by each system) | [7 empty] | m² | #REF! |  | #REF! | #REF! | #REF! | #REF! | #REF! | #REF! | #REF! | #REF! | #REF! | #REF! | #REF! | #REF! | #REF!
Delivered energy
|  | heat demand to be covered by system | [5 empty] | kWh/(m²a) | #REF! | kWh/a | #REF! |  | #REF! | #REF! | #REF! | #REF! | #REF! | #REF! | #REF! | #REF! | #REF! | #REF! | #REF! | #REF! | #REF!
|  | from that: covered by ventilation system | [8 empty] | #REF! |  | #REF! | #REF! | #REF! | #REF! | #REF! | #REF! | #REF! | #REF! | #REF! | #REF! | #REF! | #REF! | #REF!
|  | control emission heat losses | [5 empty] | kWh/(m²a) | #REF! | kWh/a | #REF! |  | #REF! | #REF! | #REF! | #REF! | #REF! | #REF! | #REF! | #REF! | #REF! | #REF! | #REF! | #REF! | #REF!
|  | distribution heat losses | [5 empty] | kWh/(m²a) | #REF! | kWh/a | #REF! |  | #REF! | #REF! | #REF! | #REF! | #REF! | #REF! | #REF! | #REF! | #REF! | #REF! | #REF! | #REF! | #REF!
|  | storage heat losses | [5 empty] | kWh/(m²a) | #REF! | kWh/a | #REF! |  | #REF! | #REF! | #REF! | #REF! | #REF! | #REF! | #REF! | #REF! | #REF! | #REF! | #REF! | #REF! | #REF!
|  | gross heat demand (heat generator output) | [5 empty] | kWh/(m²a) | #REF! | kWh/a | #REF! |  | #REF! | #REF! | #REF! | #REF! | #REF! | #REF! | #REF! | #REF! | #REF! | #REF! | #REF! | #REF! | #REF!
|  | energy carrier | [10 empty] | 2: bio_fw; 3: el_op; 4: el_op; 6: oil; 7: coal_hard; 8: bio_fw; 9: gas_E
|  | heat generation input, net calorific value | [5 empty] | kWh/(m²a) | #REF! | kWh/a | #REF! |  | #REF! | #REF! | #REF! | #REF! | #REF! | #REF! | #REF! | #REF! | #REF! | #REF! | #REF! | #REF! | #REF!
|  | relation gross to net calorific value |  |  |  | rel_gr_net | [6 empty] | #N/A | #REF! | #REF! | #REF! | #N/A | #REF! | #REF! | #REF! | #REF! | #N/A | #N/A | #N/A
|  | heat generation input, gross calorific value | [5 empty] | kWh/(m²a) | #REF! | kWh/a | #REF! |  | 0 | 0 | 0 | 0 | 0 | 0 | 0 | 0 | 0 | 0 | 0 | 0 | #REF!
|  | energy loss generation | [5 empty] | kWh/(m²a) | #REF! | kWh/a | #REF! |  | #REF! | #REF! | #REF! | #REF! | #REF! | #REF! | #REF! | #REF! | #REF! | #REF! | #REF! | #REF! | #REF!
|  | heat recovery by mechanical ventilation heat exchanger | [5 empty] | kWh/(m²a) | #REF! |  | #REF! |  | #REF! | #REF! | #REF! | #REF! | #REF! | #REF! | #REF! | #REF! | #REF! | #REF! | #REF! | #REF! | #REF!
|  | primary energy factor |  |  |  | f_P | [6 empty] | #N/A | #REF! | #REF! | #REF! | #N/A | #REF! | #REF! | #REF! | #REF! | #N/A | #N/A | #N/A
|  | primary energy demand (net calorific value) | [5 empty] | kWh/(m²a) | #REF! | kWh/a | #REF! |  | 0 | 0 | 0 | 0 | 0 | 0 | 0 | 0 | 0 | 0 | 0 | 0 | #REF!
|  | CO2 emission factor |  |  |  | f_CO2 |  |  |  | g/kWh |  |  | #N/A | #REF! | #REF! | #REF! | #N/A | #REF! | #REF! | #REF! | #REF! | #N/A | #N/A | #N/A
|  | CO2 emissions | [5 empty] | kg/(m²a) | #REF! | kg/a | #REF! |  | 0 | 0 | 0 | 0 | 0 | 0 | 0 | 0 | 0 | 0 | 0 | 0 | #REF!
Auxiliary energy demand
|  | control emission | [5 empty] | kWh/(m²a) | #REF! | kWh/a | #REF! |  | #REF! | #REF! | #REF! | #REF! | #REF! | #REF! | #REF! | #REF! | #REF! | #REF! | #REF! | #REF! | #REF!
|  | distribution system | [5 empty] | kWh/(m²a) | #REF! | kWh/a | #REF! |  | #REF! | #REF! | #REF! | #REF! | #REF! | #REF! | #REF! | #REF! | #REF! | #REF! | #REF! | #REF! | #REF!
|  | storage | [5 empty] | kWh/(m²a) | #REF! | kWh/a | #REF! |  | #REF! | #REF! | #REF! | #REF! | #REF! | #REF! | #REF! | #REF! | #REF! | #REF! | #REF! | #REF! | #REF!
|  | heat generation | [5 empty] | kWh/(m²a) | #REF! | kWh/a | #REF! |  | #REF! | #REF! | #REF! | #REF! | #REF! | #REF! | #REF! | #REF! | #REF! | #REF! | #REF! | #REF! | #REF!
|  | total auxiliary energy demand (electricity) | [5 empty] | kWh/(m²a) | #REF! | kWh/a | #REF! |  | #REF! | #REF! | #REF! | #REF! | #REF! | #REF! | #REF! | #REF! | #REF! | #REF! | #REF! | #REF! | #REF!
|  | primary energy factor |  |  |  | f_P | el | [5 empty] | #REF! | #REF! | #REF! | #REF! | #REF! | #REF! | #REF! | #REF! | #REF! | #REF! | #REF! | #REF!
|  | primary energy demand | [5 empty] | kWh/(m²a) | #REF! | kWh/a | #REF! |  | #REF! | #REF! | #REF! | #REF! | #REF! | #REF! | #REF! | #REF! | #REF! | #REF! | #REF! | #REF! | #REF!
|  | CO2 emission factor |  |  |  | f_CO2 | el |  |  | g/kWh |  |  | #REF! | #REF! | #REF! | #REF! | #REF! | #REF! | #REF! | #REF! | #REF! | #REF! | #REF! | #REF!
|  | CO2 emissions | [5 empty] | kg/(m²a) | #REF! | kg/a | #REF! |  | #REF! | #REF! | #REF! | #REF! | #REF! | #REF! | #REF! | #REF! | #REF! | #REF! | #REF! | #REF! | #REF!
Energyware results
fuels refer to the gross calorific value H_s!
|  | area type | [6 empty] | #REF!
|  | area | [5 empty] | m² | #REF!
Summary
[7 empty] | exact equal | [17 empty] | for comparison with measured energy consumption
[7 empty] | (false or <empty> | [17 empty] | fuels refer to the gross calorific value H_s!
[7 empty] | = there maybe further letters) | [17 empty] | auxiliary energy demand excluded!
[5 empty] | space heating | [5 empty] | energyware |  | 2: bio_fw; 3: el_op; 4: el_op; 6: oil; 7: coal_hard; 8: bio_fw; 9: gas_E
[11 empty] | heat generator |  | #REF! | b_ct_C | hp_air_hr_C | ehr | dh_ts | stove_liquid | stove_solid | stove_solid | gsh | #REF! |  |  |  |  | fuels H_s | district heating | electri- city
[5 empty] | hot water | [5 empty] | energyware |  |  | bio_fw | el_op |  | gas_E | el_op | el_op | gas_E | el | el | sun |  |  |  | f | dh | el
[11 empty] | heat generator |  | #REF! | b_ct_C | hp_air_hr_C | dh_ts | ghs | ehr | hp_cellar_hr_C | #REF! | eiwh | ehr | solar
[25 empty] | Assignment | relation H_s/H_i | energy demand
[9 empty] | kWh/(m²a) |  | kWh/a |  | kWh/a | kWh/a | kWh/a | kWh/a | kWh/a | kWh/a | kWh/a | kWh/a | kWh/a | kWh/a | kWh/a | kWh/a |  |  | kWh/(m²a) | kWh/(m²a) | kWh/(m²a)
|  | energyware gas |  |  | gas
|  | energyware demand |  |  | space heating |  |  |  | #REF! |  | #REF! |  | 0 | 0 | 0 | 0 | 0 | 0 | 0 | 0 | 0 | 0 | 0 | 0 | f |  | #REF! | 0 | 0
|  | energyware demand |  |  | hot water |  |  |  | #VALUE! |  | - |  | 0 | 0 | 0 | 0 | 0 | 0 | 0 | 0 | 0 | 0 | 0 | 0 | f |  | #VALUE! | 0 | 0
|  | energyware oil |  |  | oil |  | TRUE
|  | energyware demand |  |  | space heating |  |  |  | #REF! |  | #REF! |  | 0 | 0 | 0 | 0 | 0 | 0 | 0 | 0 | 0 | 0 | 0 | 0 | f |  | #REF! | 0 | 0
|  | energyware demand |  |  | hot water |  |  |  | #VALUE! |  | - |  | 0 | 0 | 0 | 0 | 0 | 0 | 0 | 0 | 0 | 0 | 0 | 0 | f |  | #VALUE! | 0 | 0
|  | energyware liquid_gas |  |  | liquid_gas |  | TRUE
|  | energyware demand |  |  | space heating |  |  |  | #REF! |  | #REF! |  | 0 | 0 | 0 | 0 | 0 | 0 | 0 | 0 | 0 | 0 | 0 | 0 | f |  | #REF! | 0 | 0
|  | energyware demand |  |  | hot water |  |  |  | #VALUE! |  | - |  | 0 | 0 | 0 | 0 | 0 | 0 | 0 | 0 | 0 | 0 | 0 | 0 | f |  | #VALUE! | 0 | 0
|  | energyware coal |  |  | coal
|  | energyware demand |  |  | space heating |  |  |  | #REF! |  | #REF! |  | 0 | 0 | 0 | 0 | 0 | 0 | 0 | 0 | 0 | 0 | 0 | 0 | f |  | #REF! | 0 | 0
|  | energyware demand |  |  | hot water |  |  |  | #VALUE! |  | - |  | 0 | 0 | 0 | 0 | 0 | 0 | 0 | 0 | 0 | 0 | 0 | 0 | f |  | #VALUE! | 0 | 0
|  | energyware bio_fw |  |  | bio_fw |  | TRUE
|  | energyware demand |  |  | space heating |  |  |  | #REF! |  | #REF! |  | 0 | 0 | 0 | 0 | 0 | 0 | 0 | 0 | 0 | 0 | 0 | 0 | f |  | #REF! | 0 | 0
|  | energyware demand |  |  | hot water |  |  |  | #VALUE! |  | - |  | 0 | 0 | 0 | 0 | 0 | 0 | 0 | 0 | 0 | 0 | 0 | 0 | f |  | #VALUE! | 0 | 0
|  | energyware bio_wp |  |  | bio_wp |  | TRUE
|  | energyware demand |  |  | space heating |  |  |  | #REF! |  | #REF! |  | 0 | 0 | 0 | 0 | 0 | 0 | 0 | 0 | 0 | 0 | 0 | 0 | f |  | #REF! | 0 | 0
|  | energyware demand |  |  | hot water |  |  |  | #VALUE! |  | - |  | 0 | 0 | 0 | 0 | 0 | 0 | 0 | 0 | 0 | 0 | 0 | 0 | f |  | #VALUE! | 0 | 0
|  | energyware bio_wc |  |  | bio_wc |  | TRUE
|  | energyware demand |  |  | space heating |  |  |  | #REF! |  | #REF! |  | 0 | 0 | 0 | 0 | 0 | 0 | 0 | 0 | 0 | 0 | 0 | 0 | f |  | #REF! | 0 | 0
|  | energyware demand |  |  | hot water |  |  |  | #VALUE! |  | - |  | 0 | 0 | 0 | 0 | 0 | 0 | 0 | 0 | 0 | 0 | 0 | 0 | f |  | #VALUE! | 0 | 0
|  | energyware el |  |  | el |  | TRUE
|  | energyware demand |  |  | space heating |  |  |  | #REF! |  | #REF! |  | 0 | 0 | 0 | 0 | 0 | 0 | 0 | 0 | 0 | 0 | 0 | 0 | el |  | 0 | 0 | #REF!
|  | energyware demand |  |  | hot water |  |  |  | #VALUE! |  | - |  | 0 | 0 | 0 | 0 | 0 | 0 | 0 | 0 | 0 | 0 | 0 | 0 | el |  | 0 | 0 | #VALUE!
|  | energyware el_op |  |  | el_op
|  | energyware demand |  |  | space heating |  |  |  | #REF! |  | #REF! |  | 0 | 0 | 0 | 0 | 0 | 0 | 0 | 0 | 0 | 0 | 0 | 0 | el |  | 0 | 0 | #REF!
|  | energyware demand |  |  | hot water |  |  |  | #VALUE! |  | - |  | 0 | 0 | 0 | 0 | 0 | 0 | 0 | 0 | 0 | 0 | 0 | 0 | el |  | 0 | 0 | #VALUE!
|  | energyware el_aux |  |  | el_aux
|  | energyware demand |  |  | space heating + mechanical ventilation |  |  |  | #REF! |  | #REF! | [15 empty] | 0 | 0 | 0
|  | energyware demand |  |  | hot water |  |  |  | #REF! |  | #REF! | [15 empty] | 0 | 0 | 0
|  | energyware dh |  |  | dh
|  | energyware demand |  |  | space heating |  |  |  | #REF! |  | #REF! |  | 0 | 0 | 0 | 0 | 0 | 0 | 0 | 0 | 0 | 0 | 0 | 0 | dh |  | 0 | #REF! | 0
|  | energyware demand |  |  | hot water |  |  |  | #VALUE! |  | - |  | 0 | 0 | 0 | 0 | 0 | 0 | 0 | 0 | 0 | 0 | 0 | 0 | dh |  | 0 | #VALUE! | 0
|  | energyware sun |  |  | sun |  | TRUE
|  | energyware demand |  |  | space heating |  |  |  | #REF! |  | #REF! |  | 0 | 0 | 0 | 0 | 0 | 0 | 0 | 0 | 0 | 0 | 0 | 0 |  |  | 0 | 0 | 0
|  | energyware demand |  |  | hot water |  |  |  | #VALUE! |  | - |  | 0 | 0 | 0 | 0 | 0 | 0 | 0 | 0 | 0 | 0 | 0 | 0 |  |  | 0 | 0 | 0
|  | energyware special 1 |  |  | fuel_u_b |  | TRUE
|  | energyware demand |  |  | space heating |  |  |  | #REF! |  | #REF! |  | 0 | 0 | 0 | 0 | 0 | 0 | 0 | 0 | 0 | 0 | 0 | 0 | f |  | #REF! | 0 | 0
|  | energyware demand |  |  | hot water |  |  |  | #VALUE! |  | - |  | 0 | 0 | 0 | 0 | 0 | 0 | 0 | 0 | 0 | 0 | 0 | 0 | f |  | #VALUE! | 0 | 0
|  | energyware special 2 |  |  | fuel_u_b_C |  | TRUE
|  | energyware demand |  |  | space heating |  |  |  | #REF! |  | #REF! |  | 0 | 0 | 0 | 0 | 0 | 0 | 0 | 0 | 0 | 0 | 0 | 0 | f |  | #REF! | 0 | 0
|  | energyware demand |  |  | hot water |  |  |  | #VALUE! |  | - |  | 0 | 0 | 0 | 0 | 0 | 0 | 0 | 0 | 0 | 0 | 0 | 0 | f |  | #VALUE! | 0 | 0
|  | energyware special 3 |  |  | fuel_u_b_D |  | TRUE
|  | energyware demand |  |  | space heating |  |  |  | #REF! |  | #REF! |  | 0 | 0 | 0 | 0 | 0 | 0 | 0 | 0 | 0 | 0 | 0 | 0 | f |  | #REF! | 0 | 0
|  | energyware demand |  |  | hot water |  |  |  | #VALUE! |  | - |  | 0 | 0 | 0 | 0 | 0 | 0 | 0 | 0 | 0 | 0 | 0 | 0 | f |  | #VALUE! | 0 | 0
|  | energyware special 4 |  |  |  |  | TRUE
|  | energyware demand |  |  | space heating |  |  |  | #REF! |  | #REF! |  | 0 | 0 | 0 | 0 | 0 | 0 | 0 | 0 | 0 | 0 | 0 | 0 |  |  | 0 | 0 | 0
|  | energyware demand |  |  | hot water |  |  |  | #VALUE! |  | - |  | 0 | 0 | 0 | 0 | 0 | 0 | 0 | 0 | 0 | 0 | 0 | 0 |  |  | 0 | 0 | 0
|  | energyware special 5 |  |  | fuel_u_chp |  | TRUE
|  | energyware demand |  |  | space heating |  |  |  | #REF! |  | #REF! |  | 0 | 0 | 0 | 0 | 0 | 0 | 0 | 0 | 0 | 0 | 0 | 0 | f |  | #REF! | 0 | 0
|  | energyware demand |  |  | hot water |  |  |  | #VALUE! |  | - |  | 0 | 0 | 0 | 0 | 0 | 0 | 0 | 0 | 0 | 0 | 0 | 0 | f |  | #VALUE! | 0 | 0
|  | energyware special 6 |  |  |  |  | TRUE
|  | energyware demand |  |  | space heating |  |  |  | #REF! |  | #REF! |  | 0 | 0 | 0 | 0 | 0 | 0 | 0 | 0 | 0 | 0 | 0 | 0 |  |  | 0 | 0 | 0
|  | energyware demand |  |  | hot water |  |  |  | #VALUE! |  | - |  | 0 | 0 | 0 | 0 | 0 | 0 | 0 | 0 | 0 | 0 | 0 | 0 |  |  | 0 | 0 | 0
|  | energyware special 7 |  |  |  |  | TRUE
|  | energyware demand |  |  | space heating |  |  |  | #REF! |  | #REF! |  | 0 | 0 | 0 | 0 | 0 | 0 | 0 | 0 | 0 | 0 | 0 | 0 |  |  | 0 | 0 | 0
|  | energyware demand |  |  | hot water |  |  |  | #VALUE! |  | - |  | 0 | 0 | 0 | 0 | 0 | 0 | 0 | 0 | 0 | 0 | 0 | 0 |  |  | 0 | 0 | 0
|  | energyware special 8 |  |  |  |  | TRUE
|  | energyware demand |  |  | space heating |  |  |  | #REF! |  | #REF! |  | 0 | 0 | 0 | 0 | 0 | 0 | 0 | 0 | 0 | 0 | 0 | 0 |  |  | 0 | 0 | 0
|  | energyware demand |  |  | hot water |  |  |  | #VALUE! |  | - |  | 0 | 0 | 0 | 0 | 0 | 0 | 0 | 0 | 0 | 0 | 0 | 0 |  |  | 0 | 0 | 0
|  | energyware special 9 |  |  |  |  | TRUE
|  | energyware demand |  |  | space heating |  |  |  | #REF! |  | #REF! |  | 0 | 0 | 0 | 0 | 0 | 0 | 0 | 0 | 0 | 0 | 0 | 0 |  |  | 0 | 0 | 0
|  | energyware demand |  |  | hot water |  |  |  | #VALUE! |  | - |  | 0 | 0 | 0 | 0 | 0 | 0 | 0 | 0 | 0 | 0 | 0 | 0 |  |  | 0 | 0 | 0
|  | energyware special 10 |  |  |  |  | TRUE
|  | energyware demand |  |  | space heating |  |  |  | #REF! |  | #REF! |  | 0 | 0 | 0 | 0 | 0 | 0 | 0 | 0 | 0 | 0 | 0 | 0 |  |  | 0 | 0 | 0
|  | energyware demand |  |  | hot water |  |  |  | #VALUE! |  | - |  | 0 | 0 | 0 | 0 | 0 | 0 | 0 | 0 | 0 | 0 | 0 | 0 |  |  | 0 | 0 | 0
[26 empty] | Sum h | #REF! | #REF! | #REF!
[26 empty] | Sum w | - | - | -
Note on C485: Tabellenwert "contribution to hot water generation" wurde speziell für Solaranlagen nach "EnEV 2008 Bestand" aufgenommen. Dies kann ein Wert in kWh/(m²a) Beitrag zur Wärmeerzeugung oder in % der Nutzwärme (und damit auch der Wärmeerzeugung) Warmwasser sein. Welcher Typ gerade vorliegt, wird automatisch erkannt (keine Einheit und Wert <= 1 --> Prozentwert) In der Daten-Eingabe-Schnittstelle steht bei der Solaranlage statt eines numerischen Deckungsanteils ein "T" für "table value" (oder 0 falls keine Solaranlage). Die tatsächliche prozentuale Verteilung wird dann zweistufig bestimmt. Ausgangspunkt ist die prozentuale Verteilung ohne Solaranlage. Ist eine Solaranlage vorhanden, werden in der zweiten Stufe die Deckugnsanteile der zentralen Systeme korrigiert (die dezentralen bleiben unverändert). Bei der Raumheizung werden Lüftungsanlagen genauso behandelt wie Solaranlagen bei WW.
Note on C857: Die Tabellenwerte von Lüftungsanlagen werden ähnlich behandelt wie Solaranlagen bei WW. Allerdings wird hier nicht unterschieden zwischen denzentralen und zentralen Systemen.
Note on C876: ventilation systems are assumed to be installed in the whole building

## tab sys wd
| de.KVEP.A_C_living.description | de.KVEP.A_C_living.range | de.KVEP.A_C_living.t_HP |  |  |  | de.KVEP.A_C_living.q_wd.1 | de.KVEP.A_C_living.q_wd.2 | de.KVEP.A_C_living.q_wd.3 |  |  | de.KVEP.A_C_living.q_wd_h.1 | de.KVEP.A_C_living.q_wd_h.2 | de.KVEP.A_C_living.q_wd_h.3 |  |  | de.KVEP.A_C_living.q_aux_wd.1 | de.KVEP.A_C_living.q_aux_wd.2 |  |  |  | de.KVEP.A_C_living.- | de.KVEP.A_C_national.description | de.KVEP.A_C_national.range | de.KVEP.A_C_national.t_HP |  |  |  | de.KVEP.A_C_national.q_wd.1 | de.KVEP.A_C_national.q_wd.2 | de.KVEP.A_C_national.q_wd.3 |  |  | de.KVEP.A_C_national.q_wd_h.1 | de.KVEP.A_C_national.q_wd_h.2 | de.KVEP.A_C_national.q_wd_h.3 |  |  | de.KVEP.A_C_national.q_aux_wd.1 | de.KVEP.A_C_national.q_aux_wd.2 |  |  |  | de.KVEP.A_C_national.- | de.EnEV.2007.A_C_national.description | de.EnEV.2007.A_C_national.range | de.EnEV.2007.A_C_national.t_HP |  |  |  | de.EnEV.2007.A_C_national.q_wd.1 | de.EnEV.2007.A_C_national.q_wd.2 | de.EnEV.2007.A_C_national.q_wd.3 |  |  | de.EnEV.2007.A_C_national.q_wd_h.1 | de.EnEV.2007.A_C_national.q_wd_h.2 | de.EnEV.2007.A_C_national.q_wd_h.3 |  |  | de.EnEV.2007.A_C_national.q_aux_wd.1 | de.EnEV.2007.A_C_national.q_aux_wd.2 | de.EnEV.2007.A_C_national.q_aux_wd.3 |  |  | de.EnEV.2007.A_C_national.-
| de.KVEP.A_C_living | de.KVEP.A_C_living | de.KVEP.A_C_living | de.KVEP.A_C_living | de.KVEP.A_C_living | de.KVEP.A_C_living | de.KVEP.A_C_living | de.KVEP.A_C_living | de.KVEP.A_C_living | de.KVEP.A_C_living | de.KVEP.A_C_living | de.KVEP.A_C_living | de.KVEP.A_C_living | de.KVEP.A_C_living | de.KVEP.A_C_living | de.KVEP.A_C_living | de.KVEP.A_C_living | de.KVEP.A_C_living | de.KVEP.A_C_living | de.KVEP.A_C_living | de.KVEP.A_C_living | de.KVEP.A_C_living | de.KVEP.A_C_national | de.KVEP.A_C_national | de.KVEP.A_C_national | de.KVEP.A_C_national | de.KVEP.A_C_national | de.KVEP.A_C_national | de.KVEP.A_C_national | de.KVEP.A_C_national | de.KVEP.A_C_national | de.KVEP.A_C_national | de.KVEP.A_C_national | de.KVEP.A_C_national | de.KVEP.A_C_national | de.KVEP.A_C_national | de.KVEP.A_C_national | de.KVEP.A_C_national | de.KVEP.A_C_national | de.KVEP.A_C_national | de.KVEP.A_C_national | de.KVEP.A_C_national | de.KVEP.A_C_national | de.KVEP.A_C_national | de.EnEV.2007.A_C_national | de.EnEV.2007.A_C_national | de.EnEV.2007.A_C_national | de.EnEV.2007.A_C_national | de.EnEV.2007.A_C_national | de.EnEV.2007.A_C_national | de.EnEV.2007.A_C_national | de.EnEV.2007.A_C_national | de.EnEV.2007.A_C_national | de.EnEV.2007.A_C_national | de.EnEV.2007.A_C_national | de.EnEV.2007.A_C_national | de.EnEV.2007.A_C_national | de.EnEV.2007.A_C_national | de.EnEV.2007.A_C_national | de.EnEV.2007.A_C_national | de.EnEV.2007.A_C_national | de.EnEV.2007.A_C_national | de.EnEV.2007.A_C_national | de.EnEV.2007.A_C_national | de.EnEV.2007.A_C_national | de.EnEV.2007.A_C_national
| description | range | t_HP |  |  |  | q_wd.1 | q_wd.2 | q_wd.3 |  |  | q_wd_h.1 | q_wd_h.2 | q_wd_h.3 |  |  | q_aux_wd.1 | q_aux_wd.2 |  |  |  | - | description | range | t_HP |  |  |  | q_wd.1 | q_wd.2 | q_wd.3 |  |  | q_wd_h.1 | q_wd_h.2 | q_wd_h.3 |  |  | q_aux_wd.1 | q_aux_wd.2 |  |  |  | - | description | range | t_HP |  |  |  | q_wd.1 | q_wd.2 | q_wd.3 |  |  | q_wd_h.1 | q_wd_h.2 | q_wd_h.3 |  |  | q_aux_wd.1 | q_aux_wd.2 | q_aux_wd.3 |  |  | -
label building size | [6 empty] | 1 to 2 storeys | 3 to 5 storeys | 6 and more storeys |  |  | 1 to 2 storeys | 3 to 5 storeys | 6 and more storeys |  |  | 1 to 2 storeys | 3 and more storeys | [10 empty] | 1 to 2 storeys | 3 to 5 storeys | 6 and more storeys |  |  | 1 to 2 storeys | 3 to 5 storeys | 6 and more storeys |  |  | 1 to 2 storeys | 3 and more storeys | [10 empty] | 150 m² A_N | 500 m² A_N | 2500 m² A_N |  |  | 150 m² A_N | 500 m² A_N | 2500 m² A_N |  |  | 150 m² A_N | 500 m² A_N | 2500 m² A_N
parameter 1 | n_storeys | lower limit |  |  |  |  | 1 | 3 | 6 |  |  | 1 | 3 | 6 |  |  | 1 | 3 |  |  |  |  | n_storeys | lower limit |  |  |  |  | 1 | 3 | 6 |  |  | 1 | 3 | 6 |  |  | 1 | 3 |  |  |  |  | A_N | [5 empty] | 150 | 500 | 2500 |  |  | 150 | 500 | 2500 |  |  | 150 | 500 | 2500
parameter 2 | n_storeys | upper limit |  |  |  |  | 2 | 5 |  |  |  | 2 | 5 |  |  |  | 2 | [5 empty] | n_storeys | upper limit |  |  |  |  | 2 | 5 |  |  |  | 2 | 5 |  |  |  | 2
quantity |  |  | duration heating period |  |  |  | heat losses | heat losses | heat losses |  |  | contribution to heating | contribution to heating | contribution to heating |  |  | auxiliary energy demand | auxiliary energy demand | [6 empty] | duration heating period |  |  |  | heat losses | heat losses | heat losses |  |  | contribution to heating | contribution to heating | contribution to heating |  |  | auxiliary energy demand | auxiliary energy demand | [6 empty] | duration heating period |  |  |  | heat losses | heat losses | heat losses |  |  | contribution to heating | contribution to heating | contribution to heating |  |  | auxiliary energy demand | auxiliary energy demand | auxiliary energy demand
unit |  |  | d/a |  |  |  | kWh per sqm A_Wohn | kWh per sqm A_Wohn | kWh per sqm A_Wohn |  |  | kWh per sqm A_Wohn | kWh per sqm A_Wohn | kWh per sqm A_Wohn |  |  | kWh per sqm A_Wohn | kWh per sqm A_Wohn | [6 empty] | d/a |  |  |  | kWh per sqm A_N | kWh per sqm A_N | kWh per sqm A_N |  |  | kWh per sqm A_N | kWh per sqm A_N | kWh per sqm A_N |  |  | kWh per sqm A_N | kWh per sqm A_N | [6 empty] | d/a |  |  |  | kWh per sqm A_N | kWh per sqm A_N | kWh per sqm A_N |  |  | kWh per sqm A_N | kWh per sqm A_N | kWh per sqm A_N |  |  | kWh per sqm A_N | kWh per sqm A_N | kWh per sqm A_N
c_circ_A | central system with circulation | until 1978 | 275 |  |  |  | 29.6158 | 38.4875 | 34.0465 |  |  | 15.3313 | 19.3674 | 19.3674 |  |  | 1.1312 | 0.66347 |  |  |  |  | central system with circulation | until 1978 | 275 |  |  |  | 23.6926 | 30.79 | 27.2372 |  |  | 12.265 | 15.4939 | 15.4939 |  |  | 0.90497 | 0.53077 |  |  |  |  | central system with circulation | until 1978 |  |  |  |  | 68.6 | 47.4 | 38.9 |  |  | 12.4 | 14.6 | 38.9 |  |  | 1.4 | 0.8 | 0.6
c_circ_A_mod | central system with circulation | until 1978, insulation modernised | 275 |  |  |  | 26.7778 | 34.3648 | 32.1443 |  |  | 15.3313 | 19.3674 | 19.3674 |  |  | 1.1312 | 0.66347 |  |  |  |  | central system with circulation | until 1978, insulation modernised | 275 |  |  |  | 21.4222 | 27.4919 | 25.7154 |  |  | 12.265 | 15.4939 | 15.4939 |  |  | 0.90497 | 0.53077 |  |  |  |  | central system with circulation | until 1978, insulation modernised |  |  |  |  | 41.9 | 35.4 | 33.2 |  |  | 12.4 | 14.6 | 15.9 |  |  | 1.4 | 0.8 | 0.6
c_circ_C | central system with circulation | from 1979 to 1994 | 275 |  |  |  | 10.7664 | 12.8514 | 10.6308 |  |  | 5.0774 | 5.5899 | 5.5899 |  |  | 1.1312 | 0.66347 |  |  |  |  | central system with circulation | from 1979 to 1994 | 275 |  |  |  | 8.6131 | 10.2811 | 8.5047 |  |  | 4.0619 | 4.4719 | 4.4719 |  |  | 0.90497 | 0.53077 |  |  |  |  | central system with circulation | from 1979 to 1994 |  |  |  |  | 27.3 | 22.6 | 21 |  |  | 8.2 | 9.3 | 9.9 |  |  | 1.4 | 0.8 | 0.6
c_circ_D | central system with circulation | from 1995 | 275 |  |  |  | 7.1001 | 9.1851 | 6.9646 |  |  | 2.7295 | 3.242 | 3.242 |  |  | 1.1312 | 0.66347 |  |  |  |  | central system with circulation | from 1995 | 275 |  |  |  | 5.6801 | 7.3481 | 5.5716 |  |  | 2.1836 | 2.5936 | 2.5936 |  |  | 0.90497 | 0.53077 |  |  |  |  | central system with circulation | from 1995 |  |  |  |  | 11.6 | 7.6 | 6.6 |  |  | 1.7 | 1.9 | 2.2 |  |  | 0.8 | 0.3 | 0.1
c_nocirc_A | central system no circulation | until 1978 | 275 |  |  |  | 14.0056 | 14.0056 | 14.0056 |  |  | 6.5742 | 6.5742 | 6.5742 |  |  | 0 | 0 |  |  |  |  | central system no circulation | until 1978 | 275 |  |  |  | 11.2045 | 11.2045 | 11.2045 |  |  | 5.2594 | 5.2594 | 5.2594 |  |  | 0 | 0 |  |  |  |  | central system no circulation | until 1978 |  |  |  |  | 17 | 10.4 | 8.1 |  |  | 3.5 | 3.5 | 3.5 |  |  | 0 | 0 | 0
c_nocirc_A_mod | central system no circulation | until 1978, insulation modernised | 275 |  |  |  | 12.1356 | 12.1356 | 12.1356 |  |  | 6.5742 | 6.5742 | 6.5742 |  |  | 0 | 0 |  |  |  |  | central system no circulation | until 1978, insulation modernised | 275 |  |  |  | 9.7085 | 9.7085 | 9.7085 |  |  | 5.2594 | 5.2594 | 5.2594 |  |  | 0 | 0 |  |  |  |  | central system no circulation | until 1978, insulation modernised |  |  |  |  | 12.6 | 8.8 | 7.4 |  |  | 3.5 | 3.5 | 3.5 |  |  | 0 | 0 | 0
c_nocirc_C | central system no circulation | from 1979 to 1994 | 275 |  |  |  | 8.4693 | 8.4693 | 8.4693 |  |  | 4.2263 | 4.2263 | 4.2263 |  |  | 0 | 0 |  |  |  |  | central system no circulation | from 1979 to 1994 | 275 |  |  |  | 6.7754 | 6.7754 | 6.7754 |  |  | 3.381 | 3.381 | 3.381 |  |  | 0 | 0 |  |  |  |  | central system no circulation | from 1979 to 1994 |  |  |  |  | 10.8 | 8.3 | 7.5 |  |  | 3.7 | 3.7 | 3.7 |  |  | 0 | 0 | 0
c_nocirc_D | central system no circulation | from 1995 | 275 |  |  |  | 4.803 | 4.803 | 4.803 |  |  | 1.8783 | 1.8783 | 1.8783 |  |  | 0 | 0 |  |  |  |  | central system no circulation | from 1995 | 275 |  |  |  | 3.8424 | 3.8424 | 3.8424 |  |  | 1.5027 | 1.5027 | 1.5027 |  |  | 0 | 0 |  |  |  |  | central system no circulation | from 1995 |  |  |  |  | 5.4 | 3.4 | 2.8 |  |  | 1 | 1 | 1 |  |  | 0 | 0 | 0
d_C | decentral system | until 1994 | 275 |  |  |  | 5.1328 | 5.1328 | 5.1328 |  |  | 3.2871 | 3.2871 | 3.2871 |  |  | 0 | 0 |  |  |  |  | decentral system | until 1994 | 275 |  |  |  | 4.1063 | 4.1063 | 4.1063 |  |  | 2.6297 | 2.6297 | 2.6297 |  |  | 0 | 0 |  |  |  |  | decentral system | until 1994 |  |  |  |  | 3.8 | 3.8 | 3.8 |  |  | 2 | 2 | 2 |  |  | 0 | 0 | 0
d_D | decentral system | from 1995 | 275 |  |  |  | 1.4665 | 1.4665 | 1.4665 |  |  | 0.93917 | 0.93917 | 0.93917 |  |  | 0 | 0 |  |  |  |  | decentral system | from 1995 | 275 |  |  |  | 1.1732 | 1.1732 | 1.1732 |  |  | 0.75134 | 0.75134 | 0.75134 |  |  | 0 | 0 |  |  |  |  | decentral system | from 1995 |  |  |  |  | 1.5 | 1.5 | 1.5 |  |  | 0.7 | 0.7 | 0.7 |  |  | 0 | 0 | 0
c_circ_u | central system "unknown" (no further information available) |  | 275 |  |  |  | 23.097 | 29.6613 | 25.9752 |  |  | 11.7745 | 14.6126 | 14.6126 |  |  | 1.1312 | 0.66347 |  |  |  |  | central system "unknown" (no further information available) |  | 275 |  |  |  | 18.4776 | 23.729 | 20.7801 |  |  | 9.4196 | 11.6901 | 11.6901 |  |  | 0.90497 | 0.53077 |  |  |  |  | central system "unknown" (no further information available) | [5 empty] | 54.087 | 38.518 | 32.382 |  |  | 10.777 | 12.576 | 28.809 |  |  | 1.382 | 0.785 | 0.585
c_nocirc_u | central system "unknown" (no further information available) |  | 275 |  |  |  | 12.0133 | 12.0133 | 12.0133 |  |  | 5.7055 | 5.7055 | 5.7055 |  |  | 0 | 0 |  |  |  |  | central system "unknown" (no further information available) |  | 275 |  |  |  | 9.6106 | 9.6106 | 9.6106 |  |  | 4.5644 | 4.5644 | 4.5644 |  |  | 0 | 0 |  |  |  |  | central system "unknown" (no further information available) | [5 empty] | 14.73 | 9.539 | 7.755 |  |  | 3.487 | 3.487 | 3.487 |  |  | 0 | 0 | 0
c_u | central system "unknown" (no further information available) |  | 275 |  |  |  | 18.4418 | 22.2491 | 20.1112 |  |  | 9.2255 | 10.8716 | 10.8716 |  |  | 0.6561 | 0.38481 |  |  |  |  | central system "unknown" (no further information available) |  | 275 |  |  |  | 14.7535 | 17.7993 | 16.0889 |  |  | 7.3804 | 8.6973 | 8.6973 |  |  | 0.52488 | 0.30785 |  |  |  |  | central system "unknown" (no further information available) | [5 empty] | 37.5571 | 26.3468 | 22.0387 |  |  | 7.7152 | 8.7586 | 18.1738 |  |  | 0.80156 | 0.4553 | 0.3393

## tab sys ws
| de.KVEP.A_C_living.description | de.KVEP.A_C_living.range | de.KVEP.A_C_living.t_HP |  |  |  | de.KVEP.A_C_living.q_ws.1 | de.KVEP.A_C_living.q_ws.2 | de.KVEP.A_C_living.q_ws.3 |  |  | de.KVEP.A_C_living.q_ws_h.1 | de.KVEP.A_C_living.q_ws_h.2 | de.KVEP.A_C_living.q_ws_h.3 |  |  | de.KVEP.A_C_living.q_aux_ws.1 | de.KVEP.A_C_living.q_aux_ws.2 |  |  |  | de.KVEP.A_C_living.- | de.KVEP.A_C_national.description | de.KVEP.A_C_national.range | de.KVEP.A_C_national.t_HP |  |  |  | de.KVEP.A_C_national.q_ws.1 | de.KVEP.A_C_national.q_ws.2 | de.KVEP.A_C_national.q_ws.3 |  |  | de.KVEP.A_C_national.q_ws_h.1 | de.KVEP.A_C_national.q_ws_h.2 | de.KVEP.A_C_national.q_ws_h.3 |  |  | de.KVEP.A_C_national.q_aux_ws.1 | de.KVEP.A_C_national.q_aux_ws.2 |  |  |  | de.KVEP.A_C_national.- | de.EnEV.2007.A_C_national.description | de.EnEV.2007.A_C_national.range | de.EnEV.2007.A_C_national.t_HP |  |  |  | de.EnEV.2007.A_C_national.q_ws.1 | de.EnEV.2007.A_C_national.q_ws.2 | de.EnEV.2007.A_C_national.q_ws.3 |  |  | de.EnEV.2007.A_C_national.q_ws_h.1 | de.EnEV.2007.A_C_national.q_ws_h.2 | de.EnEV.2007.A_C_national.q_ws_h.3 |  |  | de.EnEV.2007.A_C_national.q_aux_ws.1 | de.EnEV.2007.A_C_national.q_aux_ws.2 | de.EnEV.2007.A_C_national.q_aux_ws.3 |  |  | de.EnEV.2007.A_C_national.-
| de.KVEP.A_C_living | de.KVEP.A_C_living | de.KVEP.A_C_living | de.KVEP.A_C_living | de.KVEP.A_C_living | de.KVEP.A_C_living | de.KVEP.A_C_living | de.KVEP.A_C_living | de.KVEP.A_C_living | de.KVEP.A_C_living | de.KVEP.A_C_living | de.KVEP.A_C_living | de.KVEP.A_C_living | de.KVEP.A_C_living | de.KVEP.A_C_living | de.KVEP.A_C_living | de.KVEP.A_C_living | de.KVEP.A_C_living | de.KVEP.A_C_living | de.KVEP.A_C_living | de.KVEP.A_C_living | de.KVEP.A_C_living | de.KVEP.A_C_national | de.KVEP.A_C_national | de.KVEP.A_C_national | de.KVEP.A_C_national | de.KVEP.A_C_national | de.KVEP.A_C_national | de.KVEP.A_C_national | de.KVEP.A_C_national | de.KVEP.A_C_national | de.KVEP.A_C_national | de.KVEP.A_C_national | de.KVEP.A_C_national | de.KVEP.A_C_national | de.KVEP.A_C_national | de.KVEP.A_C_national | de.KVEP.A_C_national | de.KVEP.A_C_national | de.KVEP.A_C_national | de.KVEP.A_C_national | de.KVEP.A_C_national | de.KVEP.A_C_national | de.KVEP.A_C_national | de.EnEV.2007.A_C_national | de.EnEV.2007.A_C_national | de.EnEV.2007.A_C_national | de.EnEV.2007.A_C_national | de.EnEV.2007.A_C_national | de.EnEV.2007.A_C_national | de.EnEV.2007.A_C_national | de.EnEV.2007.A_C_national | de.EnEV.2007.A_C_national | de.EnEV.2007.A_C_national | de.EnEV.2007.A_C_national | de.EnEV.2007.A_C_national | de.EnEV.2007.A_C_national | de.EnEV.2007.A_C_national | de.EnEV.2007.A_C_national | de.EnEV.2007.A_C_national | de.EnEV.2007.A_C_national | de.EnEV.2007.A_C_national | de.EnEV.2007.A_C_national | de.EnEV.2007.A_C_national | de.EnEV.2007.A_C_national | de.EnEV.2007.A_C_national
| description | range | t_HP |  |  |  | q_ws.1 | q_ws.2 | q_ws.3 |  |  | q_ws_h.1 | q_ws_h.2 | q_ws_h.3 |  |  | q_aux_ws.1 | q_aux_ws.2 |  |  |  | - | description | range | t_HP |  |  |  | q_ws.1 | q_ws.2 | q_ws.3 |  |  | q_ws_h.1 | q_ws_h.2 | q_ws_h.3 |  |  | q_aux_ws.1 | q_aux_ws.2 |  |  |  | - | description | range | t_HP |  |  |  | q_ws.1 | q_ws.2 | q_ws.3 |  |  | q_ws_h.1 | q_ws_h.2 | q_ws_h.3 |  |  | q_aux_ws.1 | q_aux_ws.2 | q_aux_ws.3 |  |  | -
label building size | [6 empty] | 1 to 2 apartments | 3 to 7 apartments | 8 and more apartments |  |  | 1 to 2 apartments | 3 to 7 apartments | 8 and more apartments |  |  | 1 to 2 apartments | 3 and more apartments | [10 empty] | 1 to 2 apartments | 3 to 7 apartments | 8 and more apartments |  |  | 1 to 2 apartments | 3 to 7 apartments | 8 and more apartments |  |  | 1 to 2 apartments | 3 and more apartments | [10 empty] | 150 m² A_N | 500 m² A_N | 2500 m² A_N |  |  | 150 m² A_N | 500 m² A_N | 2500 m² A_N |  |  | 150 m² A_N | 500 m² A_N | 2500 m² A_N
parameter 1 | n_apartment | lower limit |  |  |  |  | 1 | 3 | 8 |  |  | 1 | 3 | 8 |  |  | 1 | 3 |  |  |  |  | n_apartment | lower limit |  |  |  |  | 1 | 3 | 8 |  |  | 1 | 3 | 8 |  |  | 1 | 3 |  |  |  |  | A_N | [5 empty] | 150 | 500 | 2500 |  |  | 150 | 500 | 2500 |  |  | 150 | 500 | 2500
parameter 2 | n_apartment | upper limit |  |  |  |  | 2 | 7 |  |  |  | 2 | 7 |  |  |  | 2 | [5 empty] | n_apartment | upper limit |  |  |  |  | 2 | 7 |  |  |  | 2 | 7 |  |  |  | 2
quantity |  |  | duration heating period |  |  |  | heat losses | heat losses | heat losses |  |  | contribution to heating | contribution to heating | contribution to heating |  |  | auxiliary energy demand | auxiliary energy demand | [6 empty] | duration heating period |  |  |  | heat losses | heat losses | heat losses |  |  | contribution to heating | contribution to heating | contribution to heating |  |  | auxiliary energy demand | auxiliary energy demand | [6 empty] | duration heating period |  |  |  | heat losses | heat losses | heat losses |  |  | contribution to heating | contribution to heating | contribution to heating |  |  | auxiliary energy demand | auxiliary energy demand | auxiliary energy demand
unit |  |  | d/a |  |  |  | kWh per sqm A_Wohn | kWh per sqm A_Wohn | kWh per sqm A_Wohn |  |  | kWh per sqm A_Wohn | kWh per sqm A_Wohn | kWh per sqm A_Wohn |  |  | kWh per sqm A_Wohn | kWh per sqm A_Wohn | [6 empty] | d/a |  |  |  | kWh per sqm A_N | kWh per sqm A_N | kWh per sqm A_N |  |  | kWh per sqm A_N | kWh per sqm A_N | kWh per sqm A_N |  |  | kWh per sqm A_N | kWh per sqm A_N | [6 empty] | d/a |  |  |  | kWh per sqm A_N | kWh per sqm A_N | kWh per sqm A_N |  |  | kWh per sqm A_N | kWh per sqm A_N | kWh per sqm A_N |  |  | kWh per sqm A_N | kWh per sqm A_N | kWh per sqm A_N
cs_e_C | central hot water storage, outside thermal envelope | until 1994 | 275 |  |  |  | 11.4948 | 4.2015 | 2.0175 |  |  | 0 | 0 | 0 |  |  | 0.10727 | 0.058768 |  |  |  |  | central hot water storage, outside thermal envelope | until 1994 | 275 |  |  |  | 9.1958 | 3.3612 | 1.614 |  |  | 0 | 0 | 0 |  |  | 0.085816 | 0.047014 |  |  |  |  | central storage, outside thermal envelope | until 1994 |  |  |  |  | 5.1 | 1.8 | 0.5 |  |  | 0 | 0 | 0 |  |  | 0.2 | 0.2 | 0.3
cs_e_D | central hot water storage, outside thermal envelope | from 1995 | 275 |  |  |  | 6.1994 | 2.461 | 1.1435 |  |  | 0 | 0 | 0 |  |  | 0.10727 | 0.058768 |  |  |  |  | central hot water storage, outside thermal envelope | from 1995 | 275 |  |  |  | 4.9595 | 1.9688 | 0.91481 |  |  | 0 | 0 | 0 |  |  | 0.085816 | 0.047014 |  |  |  |  | central storage, outside thermal envelope | from 1995 |  |  |  |  | 5.1 | 1.8 | 0.5 |  |  | 0 | 0 | 0 |  |  | 0.2 | 0.2 | 0.3
cs_i_C | central hot water storage, inside thermal envelope | until 1994 | 275 |  |  |  | 11.4948 | 4.2015 | 2.0175 |  |  | 7.3614 | 2.6907 | 1.292 |  |  | 0.10727 | 0.058768 |  |  |  |  | central hot water storage, inside thermal envelope | until 1994 | 275 |  |  |  | 9.1958 | 3.3612 | 1.614 |  |  | 5.8891 | 2.1526 | 1.0336 |  |  | 0.085816 | 0.047014 |  |  |  |  | central storage, inside thermal envelope | until 1994 |  |  |  |  | 4.2 | 1.4 | 0.4 |  |  | 2.2 | 0.8 | 0.2 |  |  | 0.2 | 0.2 | 0.3
cs_i_D | central hot water storage, inside thermal envelope | from 1995 | 275 |  |  |  | 6.1994 | 2.461 | 1.1435 |  |  | 3.9702 | 1.5761 | 0.73232 |  |  | 0.10727 | 0.058768 |  |  |  |  | central hot water storage, inside thermal envelope | from 1995 | 275 |  |  |  | 4.9595 | 1.9688 | 0.91481 |  |  | 3.1761 | 1.2609 | 0.58585 |  |  | 0.085816 | 0.047014 |  |  |  |  | central storage, inside thermal envelope | from 1995 |  |  |  |  | 4.2 | 1.4 | 0.4 |  |  | 2.2 | 0.8 | 0.2 |  |  | 0.2 | 0.2 | 0.3
ghs | directly gas heated hot water storage |  | 275 |  |  |  | 24.6814 | 24.6814 | 24.6814 |  |  | 0 | 0 | 0 |  |  | 0 | 0 |  |  |  |  | directly gas heated hot water storage |  | 275 |  |  |  | 19.7452 | 19.7452 | 19.7452 |  |  | 0 | 0 | 0 |  |  | 0 | 0 |  |  |  |  | directly gas heated storage | [5 empty] | 18 | 11.9 | 11.9 |  |  | 0 | 0 | 0 |  |  | 0 | 0 | 0
ds_C | decentral electric hot water storage | until 1994 | 275 |  |  |  | 4.0386 | 4.0386 | 4.0386 |  |  | 2.5864 | 2.5864 | 2.5864 |  |  | 0 | 0 |  |  |  |  | decentral electric hot water storage | until 1994 | 275 |  |  |  | 3.2309 | 3.2309 | 3.2309 |  |  | 2.0691 | 2.0691 | 2.0691 |  |  | 0 | 0 |  |  |  |  | decentral electric heat storage | until 1994 |  |  |  |  | 1.5 | 1.5 | 1.5 |  |  | 0.8 | 0.8 | 0.8 |  |  | 0 | 0 | 0
ds_D | decentral electric hot water storage | from 1995 | 275 |  |  |  | 3.2309 | 3.2309 | 3.2309 |  |  | 2.0691 | 2.0691 | 2.0691 |  |  | 0 | 0 |  |  |  |  | decentral electric hot water storage | from 1995 | 275 |  |  |  | 2.5847 | 2.5847 | 2.5847 |  |  | 1.6553 | 1.6553 | 1.6553 |  |  | 0 | 0 |  |  |  |  | decentral electric heat storage | from 1995 |  |  |  |  | 1.5 | 1.5 | 1.5 |  |  | 0.8 | 0.8 | 0.8 |  |  | 0 | 0 | 0

## tab sys ew
| de.KVEP.description |  | de.KVEP.rho1 | de.KVEP.rho2 | de.KVEP.unit1 | de.KVEP.edu1 | de.KVEP.unit2 | de.KVEP.edu2 | de.KVEP.rel_gr_net |  |  | de.KVEP.f_P | de.KVEP.f_CO2 | [8 empty] | de.KVEP.- | de.EnEV.2007.description |  | de.EnEV.2007.rho1 | de.EnEV.2007.rho2 | de.EnEV.2007.unit1 | de.EnEV.2007.edu1 | de.EnEV.2007.unit2 | de.EnEV.2007.edu2 | de.EnEV.2007.rel_gr_net |  |  | de.EnEV.2007.f_P | de.EnEV.2007.f_CO2 | [8 empty] | de.EnEV.2007.-
| de.KVEP | de.KVEP | de.KVEP | de.KVEP | de.KVEP | de.KVEP | de.KVEP | de.KVEP | de.KVEP | de.KVEP | de.KVEP | de.KVEP | de.KVEP | de.KVEP | de.KVEP | de.KVEP | de.KVEP | de.KVEP | de.KVEP | de.KVEP | de.KVEP | de.KVEP | de.EnEV.2007 | de.EnEV.2007 | de.EnEV.2007 | de.EnEV.2007 | de.EnEV.2007 | de.EnEV.2007 | de.EnEV.2007 | de.EnEV.2007 | de.EnEV.2007 | de.EnEV.2007 | de.EnEV.2007 | de.EnEV.2007 | de.EnEV.2007 | de.EnEV.2007 | de.EnEV.2007 | de.EnEV.2007 | de.EnEV.2007 | de.EnEV.2007 | de.EnEV.2007 | de.EnEV.2007 | de.EnEV.2007 | de.EnEV.2007
| description |  | rho1 | rho2 | unit1 | edu1 | unit2 | edu2 | rel_gr_net | price |  | f_P | f_CO2 | [8 empty] | - | description |  | rho1 | rho2 | unit1 | edu1 | unit2 | edu2 | rel_gr_net | price |  | f_P | f_CO2 | [8 empty] | -
quantity | reference: net calorific value (if not mentioned otherwise) |  | density material | density heap | tradable unit 1 | energy density 1 | tradable unit 2 | energy density 2 | relation gross to net calorific value |  |  | primary energy factor | CO2 emission factor | [9 empty] | reference: net calorific value (if not mentioned otherwise) |  | density material | density heap | tradable unit 1 | energy density 1 | tradable unit 2 | energy density 2 | relation gross to net calorific value |  |  | primary energy factor | CO2 emission factor
unit |  |  | kg / m³ | kg / m³ |  | kWh per unit 1 |  | kWh per unit 2 |  | Euro per kWh |  | kWh / kWh | g / kWh | [11 empty] | kg / m³ | kg / m³ |  | kWh per unit 1 |  | kWh per unit 2 |  | Euro per kWh |  | kWh / kWh | g / kWh
gas | natural gas (without specification) |  | 0.76 | - | standard cubic metre | 10.4 | kWh gross calorific value | 0.9133 | 1.0949 | 0.06 |  | 1.1 | 250 | [9 empty] | natural gas (without specification) |  | 0.76 | - | standard cubic metre | 10.4 | kWh gross calorific value | 0.9133 | 1.0949 | 0.06 |  | 1.1 | 250
gas_E | natural gas E |  | 0.76 | - | standard cubic metre | 10.4 | kWh gross calorific value | 0.9133 | 1.0949 | 0.06 |  | 1.1 | 250 | [9 empty] | natural gas E |  | 0.76 | - | standard cubic metre | 10.4 | kWh gross calorific value | 0.9133 | 1.0949 | 0.06 |  | 1.1 | 250
gas_LL | natural gas LL |  | 0.76 | - | standard cubic metre | 8.9 | kWh gross calorific value | 0.914 | 1.094 | 0.06 |  | 1.1 | 270 | [9 empty] | natural gas LL |  | 0.76 | - | standard cubic metre | 8.9 | kWh gross calorific value | 0.914 | 1.094 | 0.06 |  | 1.1 | 270
liquid_gas | liquid gas |  | 2.36 | - | litre (liquid) | 7.09 | kg | 12.8 | 1.0859 | 0.06 |  | 1.1 | 270 | [9 empty] | liquid gas |  | 2.36 | - | litre (liquid) | 7.09 | kg | 12.8 | 1.0859 | 0.06 |  | 1.1 | 270
oil | heating oil |  | 860 | - | litre | 10.2 |  |  | 1.0763 | 0.06 |  | 1.1 | 310 | [9 empty] | heating oil |  | 860 | - | litre | 10.2 |  |  | 1.0763 | 0.06 |  | 1.1 | 310
coal | coal (without specification) |  |  | 760 | m³ piled | 6600 |  |  | 1.0344 | 0.06 |  | 1.1 | 440 | [9 empty] | coal (without specification) |  |  | 760 | m³ piled | 6600 |  |  | 1.0344 | 0.06 |  | 1.1 | 440
coal_hard | hard coal |  |  | 760 | m³ piled | 6600 |  |  | 1.0344 | 0.06 |  | 1.1 | 440 | [9 empty] | hard coal |  |  | 760 | m³ piled | 6600 |  |  | 1.0344 | 0.06 |  | 1.1 | 440
coal_lignite | lignite coal |  |  | 700 | m³ piled | 3900 |  |  | 1.0727 | 0.06 |  | 1.2 | 450 | [9 empty] | lignite coal |  |  | 700 | m³ piled | 3900 |  |  | 1.0727 | 0.06 |  | 1.2 | 450
bio_fw | firewood | mass-related humidity 20% |  | 420 | m³ piled | 1700 | kg | 4 | 1.1463 | 0.06 |  | 0.2 | 40 | [9 empty] | firewood | mass-related humidity 20% |  | 420 | m³ piled | 1700 | kg | 4 | 1.1463 | 0.06 |  | 0.2 | 40
bio_wp | wood pellets |  | 1200 | 650 | kg | 5.5 | m³ piled | 3547.84 | 1.1087 | 0.06 |  | 0.2 | 40 | [9 empty] | wood pellets |  | 1200 | 650 | kg | 5.5 | m³ piled | 3547.84 | 1.1087 | 0.06 |  | 0.2 | 40
bio_wc | wood chips |  |  | 185 | kg | 4.8 | m³ piled | 892.5 | 1.05 | 0.06 |  | 0.2 | 40 | [9 empty] | wood chips |  |  | 185 | kg | 4.8 | m³ piled | 892.5 | 1.05 | 0.06 |  | 0.2 | 40
el | electricity |  |  |  | kWh | 1 |  |  | 1 | 0.18 |  | 2.7 | 680 | [9 empty] | electricity |  |  |  | kWh | 1 |  |  | 1 | 0.18 |  | 2.7 | 680
el_op | off-peak electricity |  |  |  | kWh | 1 |  |  | 1 | 0.12 |  | 2.7 | 680 | [9 empty] | off-peak electricity |  |  |  | kWh | 1 |  |  | 1 | 0.12 |  | 2.7 | 680
dh_00 | district heating, fossile fuels (general) | 0% cogeneration |  |  | kWh | 1 |  |  | 1 | 0.08 |  | 1.3 | 420 | [9 empty] | district heating, fossile fuels (general) | 0% cogeneration |  |  | kWh | 1 |  |  | 1 | 0.08 |  | 1.3 | 420
dh_33 | district heating, fossile fuels (general) | 33% cogeneration |  |  | kWh | 1 |  |  | 1 | 0.08 |  | 1.1 | 350 | [9 empty] | district heating, fossile fuels (general) | 33% cogeneration |  |  | kWh | 1 |  |  | 1 | 0.08 |  | 0.7 | 350
dh_67 | district heating, fossile fuels (general) | 67% cogeneration |  |  | kWh | 1 |  |  | 1 | 0.08 |  | 0.9 | 280 | [9 empty] | district heating, fossile fuels (general) | 67% cogeneration |  |  | kWh | 1 |  |  | 1 | 0.08 |  | 0.7 | 280
dh_100 | district heating, fossile fuels (general) | 100% cogeneration |  |  | kWh | 1 |  |  | 1 | 0.08 |  | 0.7 | 210 | [9 empty] | district heating, fossile fuels (general) | 100% cogeneration |  |  | kWh | 1 |  |  | 1 | 0.08 |  | 0.7 | 210
dh_gas_00 | district heating, natural gas | 0% cogeneration |  |  | kWh | 1 |  |  | 1 | 0.08 |  | 1.3 | 300 | [9 empty] | district heating, natural gas | 0% cogeneration |  |  | kWh | 1 |  |  | 1 | 0.08 |  | 1.3 | 300
dh_gas_33 | district heating, natural gas | 33% cogeneration |  |  | kWh | 1 |  |  | 1 | 0.08 |  | 1.1 | 250 | [9 empty] | district heating, natural gas | 33% cogeneration |  |  | kWh | 1 |  |  | 1 | 0.08 |  | 0.7 | 250
dh_gas_67 | district heating, natural gas | 67% cogeneration |  |  | kWh | 1 |  |  | 1 | 0.08 |  | 0.9 | 200 | [9 empty] | district heating, natural gas | 67% cogeneration |  |  | kWh | 1 |  |  | 1 | 0.08 |  | 0.7 | 200
dh_gas_100 | district heating, natural gas | 100% cogeneration |  |  | kWh | 1 |  |  | 1 | 0.08 |  | 0.7 | 150 | [9 empty] | district heating, natural gas | 100% cogeneration |  |  | kWh | 1 |  |  | 1 | 0.08 |  | 0.7 | 150
dh_ren_00 | district heating, renewable fuels | 0% cogeneration |  |  | kWh | 1 |  |  | 1 | 0.08 |  | 0.3 | 60 | [9 empty] | district heating, renewable fuels | 0% cogeneration |  |  | kWh | 1 |  |  | 1 | 0.08 |  | 0.1 | 60
dh_ren_33 | district heating, renewable fuels | 33% cogeneration |  |  | kWh | 1 |  |  | 1 | 0.08 |  | 0.2 | 40 | [9 empty] | district heating, renewable fuels | 33% cogeneration |  |  | kWh | 1 |  |  | 1 | 0.08 |  | 0 | 40
dh_ren_67 | district heating, renewable fuels | 67% cogeneration |  |  | kWh | 1 |  |  | 1 | 0.08 |  | 0.1 | 20 | [9 empty] | district heating, renewable fuels | 67% cogeneration |  |  | kWh | 1 |  |  | 1 | 0.08 |  | 0 | 20
dh_ren_100 | district heating, renewable fuels | 100% cogeneration |  |  | kWh | 1 |  |  | 1 | 0.08 |  | 0 | 0 | [9 empty] | district heating, renewable fuels | 100% cogeneration |  |  | kWh | 1 |  |  | 1 | 0.08 |  | 0 | 0
dh_ren_foss_00 | district heating, renewable + fossil fuels | 0% cogeneration |  |  | kWh | 1 |  |  | 1 | 0.08 |  | 0.8 | 180 | [9 empty] | district heating, renewable fuels | 0% cogeneration |  |  | kWh | 1 |  |  | 1 | 0.08 |  | 0.7 | 180
dh_ren_foss_33 | district heating, renewable + fossil fuels | 33% cogeneration |  |  | kWh | 1 |  |  | 1 | 0.08 |  | 0.65 | 145 | [9 empty] | district heating, renewable fuels | 33% cogeneration |  |  | kWh | 1 |  |  | 1 | 0.08 |  | 0.35 | 145
dh_ren_foss_67 | district heating, renewable + fossil fuels | 67% cogeneration |  |  | kWh | 1 |  |  | 1 | 0.08 |  | 0.5 | 110 | [9 empty] | district heating, renewable fuels | 67% cogeneration |  |  | kWh | 1 |  |  | 1 | 0.08 |  | 0.35 | 110
dh_ren_foss_100 | district heating, renewable + fossil fuels | 100% cogeneration |  |  | kWh | 1 |  |  | 1 | 0.08 |  | 0.35 | 75 | [9 empty] | district heating, renewable fuels | 100% cogeneration |  |  | kWh | 1 |  |  | 1 | 0.08 |  | 0.35 | 75
sun | solar radiation |  |  |  | kWh | 1 |  |  | 1 | 0 |  | 0 | 0 | [9 empty] | solar radiation |  |  |  | kWh | 1 |  |  | 1 | 0 |  | 0 | 0
fuel_u_b | unknown if gas or oil (in case of boilers) | [7 empty] | 1.09 |  |  | 1.1 | 280 | [9 empty] | unknown if gas or oil (in case of boilers) | [7 empty] | 1.09 |  |  | 1.1 | 280
fuel_u_b_C | unknown if gas or oil (in case of boilers until 1994) | [7 empty] | 1.083 |  |  | 1.1 | 288.4 | [9 empty] | unknown if gas or oil (in case of boilers until 1994) | [7 empty] | 1.083 |  |  | 1.1 | 288.4
fuel_u_b_D | unknown if gas or oil (in case of boilers from 1995) | [7 empty] | 1.0895 |  |  | 1.1 | 267.4 | [9 empty] | unknown if gas or oil (in case of boilers from 1995) | [7 empty] | 1.0895 |  |  | 1.1 | 267.4
dh_u | district heating (further details unknown) |  |  |  | kWh | 1 |  |  | 1 | 0.08 |  | 0.7 | 210 | [9 empty] | district heating (further details unknown) |  |  |  | kWh | 1 |  |  | 1 | 0.08 |  | 1.3 | 210
fuel_u_chp | unknown fuel (in case of chp engines) | [7 empty] | 1.0949 |  |  | 1.1 | 250 | [9 empty] | unknown fuel (in case of chp engines) | [7 empty] | 1.0949 |  |  | 1.1 | 250
Note on J19: estimated
Note on AG19: estimated

## tab sys wg
| de.KVEP.A_C_living.description | de.KVEP.A_C_living.range | de.KVEP.A_C_living.t_HP |  |  |  | de.KVEP.A_C_living.e_wg.1 | de.KVEP.A_C_living.e_wg.2 | de.KVEP.A_C_living.e_wg.3 |  |  | de.KVEP.A_C_living.contr_wg.1 | de.KVEP.A_C_living.contr_wg.2 | de.KVEP.A_C_living.contr_wg.3 |  |  | de.KVEP.A_C_living.q_aux_wg.1 | de.KVEP.A_C_living.q_aux_wg.2 | de.KVEP.A_C_living.q_aux_wg.3 |  |  | de.KVEP.A_C_living.- | de.KVEP.A_C_national.description | de.KVEP.A_C_national.range | de.KVEP.A_C_national.t_HP |  |  |  | de.KVEP.A_C_national.e_wg.1 | de.KVEP.A_C_national.e_wg.2 | de.KVEP.A_C_national.e_wg.3 |  |  | de.KVEP.A_C_national.contr_wg.1 | de.KVEP.A_C_national.contr_wg.2 | de.KVEP.A_C_national.contr_wg.3 |  |  | de.KVEP.A_C_national.q_aux_wg.1 | de.KVEP.A_C_national.q_aux_wg.2 | de.KVEP.A_C_national.q_aux_wg.3 |  |  | de.KVEP.A_C_national.- | de.EnEV.2007.A_C_national.description | de.EnEV.2007.A_C_national.range | de.EnEV.2007.A_C_national.t_HP |  |  |  | de.EnEV.2007.A_C_national.e_wg.1 | de.EnEV.2007.A_C_national.e_wg.2 | de.EnEV.2007.A_C_national.e_wg.3 |  |  | de.EnEV.2007.A_C_national.contr_wg.1 | de.EnEV.2007.A_C_national.contr_wg.2 | de.EnEV.2007.A_C_national.contr_wg.3 |  |  | de.EnEV.2007.A_C_national.q_aux_wg.1 | de.EnEV.2007.A_C_national.q_aux_wg.2 | de.EnEV.2007.A_C_national.q_aux_wg.3 |  |  | de.EnEV.2007.A_C_national.-
| de.KVEP.A_C_living | de.KVEP.A_C_living | de.KVEP.A_C_living | de.KVEP.A_C_living | de.KVEP.A_C_living | de.KVEP.A_C_living | de.KVEP.A_C_living | de.KVEP.A_C_living | de.KVEP.A_C_living | de.KVEP.A_C_living | de.KVEP.A_C_living | de.KVEP.A_C_living | de.KVEP.A_C_living | de.KVEP.A_C_living | de.KVEP.A_C_living | de.KVEP.A_C_living | de.KVEP.A_C_living | de.KVEP.A_C_living | de.KVEP.A_C_living | de.KVEP.A_C_living | de.KVEP.A_C_living | de.KVEP.A_C_living | de.KVEP.A_C_national | de.KVEP.A_C_national | de.KVEP.A_C_national | de.KVEP.A_C_national | de.KVEP.A_C_national | de.KVEP.A_C_national | de.KVEP.A_C_national | de.KVEP.A_C_national | de.KVEP.A_C_national | de.KVEP.A_C_national | de.KVEP.A_C_national | de.KVEP.A_C_national | de.KVEP.A_C_national | de.KVEP.A_C_national | de.KVEP.A_C_national | de.KVEP.A_C_national | de.KVEP.A_C_national | de.KVEP.A_C_national | de.KVEP.A_C_national | de.KVEP.A_C_national | de.KVEP.A_C_national | de.KVEP.A_C_national | de.EnEV.2007.A_C_national | de.EnEV.2007.A_C_national | de.EnEV.2007.A_C_national | de.EnEV.2007.A_C_national | de.EnEV.2007.A_C_national | de.EnEV.2007.A_C_national | de.EnEV.2007.A_C_national | de.EnEV.2007.A_C_national | de.EnEV.2007.A_C_national | de.EnEV.2007.A_C_national | de.EnEV.2007.A_C_national | de.EnEV.2007.A_C_national | de.EnEV.2007.A_C_national | de.EnEV.2007.A_C_national | de.EnEV.2007.A_C_national | de.EnEV.2007.A_C_national | de.EnEV.2007.A_C_national | de.EnEV.2007.A_C_national | de.EnEV.2007.A_C_national | de.EnEV.2007.A_C_national | de.EnEV.2007.A_C_national | de.EnEV.2007.A_C_national
| description | range | t_HP |  |  |  | e_wg.1 | e_wg.2 | e_wg.3 |  |  | contr_wg.1 | contr_wg.2 | contr_wg.3 |  |  | q_aux_wg.1 | q_aux_wg.2 | q_aux_wg.3 |  |  | - | description | range | t_HP |  |  |  | e_wg.1 | e_wg.2 | e_wg.3 |  |  | contr_wg.1 | contr_wg.2 | contr_wg.3 |  |  | q_aux_wg.1 | q_aux_wg.2 | q_aux_wg.3 |  |  | - | description | range | t_HP |  |  |  | e_wg.1 | e_wg.2 | e_wg.3 |  |  | contr_wg.1 | contr_wg.2 | contr_wg.3 |  |  | q_aux_wg.1 | q_aux_wg.2 | q_aux_wg.3 |  |  | -
label building size | [6 empty] | 1 to 2 apartments | 3 and more apartments |  |  |  | 1 to 2 apartments | 3 and more apartments |  |  |  | 1 to 2 apartments | 3 and more apartments | [10 empty] | 1 to 2 apartments | 3 and more apartments |  |  |  | 1 to 2 apartments | 3 and more apartments |  |  |  | 1 to 2 apartments | 3 and more apartments | [10 empty] | 150 m² A_N | 500 m² A_N | 2500 m² A_N |  |  | 150 m² A_N | 500 m² A_N | 2500 m² A_N |  |  | 150 m² A_N | 500 m² A_N | 2500 m² A_N
parameter 1 | n_apartment | lower limit |  |  |  |  | 1 | 3 |  |  |  | 1 | 3 |  |  |  | 1 | 3 |  |  |  |  | n_apartment | lower limit |  |  |  |  | 1 | 3 |  |  |  | 1 | 3 |  |  |  | 1 | 3 |  |  |  |  | A_N | [5 empty] | 150 | 500 | 2500 |  |  | 150 | 500 | 2500 |  |  | 150 | 500 | 2500
parameter 2 | n_apartment | upper limit |  |  |  |  | 2 |  |  |  |  | 2 |  |  |  |  | 2 | [5 empty] | n_apartment | upper limit |  |  |  |  | 2 |  |  |  |  | 2 |  |  |  |  | 2
quantity |  |  | duration heating period |  |  |  | expenditure coefficient | expenditure coefficient |  |  |  | contribution to hot water generation (fraction) | contribution to hot water generation (fraction) |  |  |  | auxiliary energy demand | auxiliary energy demand | [6 empty] | duration heating period |  |  |  | expenditure coefficient | expenditure coefficient |  |  |  | contribution to hot water generation (fraction) | contribution to hot water generation (fraction) |  |  |  | auxiliary energy demand | auxiliary energy demand | [6 empty] | duration heating period |  |  |  | expenditure coefficient | expenditure coefficient | expenditure coefficient |  |  | contribution to hot water generation | contribution to hot water generation | contribution to hot water generation |  |  | auxiliary energy demand | auxiliary energy demand | auxiliary energy demand
unit |  |  | d/a | [13 empty] | kWh per sqm A_Wohn | kWh per sqm A_Wohn | [6 empty] | d/a | [13 empty] | kWh per sqm A_N | kWh per sqm A_N | [6 empty] | d/a | [8 empty] | kWh per sqm A_N | kWh per sqm A_N | kWh per sqm A_N |  |  | kWh per sqm A_N | kWh per sqm A_N | kWh per sqm A_N
b_ct_B | constant temperature non-condensing boiler | until 1986 | 275 |  |  |  | 1.6062 | 1.3055 | [8 empty] | 0.27146 | 0.050908 |  |  |  |  | constant temperature non-condensing boiler | until 1986 | 275 |  |  |  | 1.6062 | 1.3055 | [8 empty] | 0.21717 | 0.040726 |  |  |  |  | constant temperature non-condensing boiler | until 1986 |  |  |  |  | 2.05 | 1.64 | 1.33 | [7 empty] | 0.1 | 0.1 | 0.1
b_ct_C | constant temperature non-condensing boiler | from 1987 to 1994 | 275 |  |  |  | 1.5692 | 1.2763 | [8 empty] | 0.27146 | 0.050908 |  |  |  |  | constant temperature non-condensing boiler | from 1987 to 1994 | 275 |  |  |  | 1.5692 | 1.2763 | [8 empty] | 0.21717 | 0.040726 |  |  |  |  | constant temperature non-condensing boiler | from 1987 to 1994 |  |  |  |  | 1.9 | 1.57 | 1.31 | [7 empty] | 0.2 | 0.1 | 0.1
b_ct_D | constant temperature non-condensing boiler | from 1995 | 275 |  |  |  | 1.4893 | 1.207 | [8 empty] | 0.27146 | 0.050908 |  |  |  |  | constant temperature non-condensing boiler | from 1995 | 275 |  |  |  | 1.4893 | 1.207 | [8 empty] | 0.21717 | 0.040726 |  |  |  |  | constant temperature non-condensing boiler | from 1995 |  |  |  |  | 1.71 | 1.46 | 1.26 | [7 empty] | 0.2 | 0.1 | 0.1
b_lt_B | low temperature non-condensing boiler | until 1986 | 275 |  |  |  | 1.2606 | 1.1769 | [8 empty] | 0.27146 | 0.050908 |  |  |  |  | low temperature non-condensing boiler | until 1986 | 275 |  |  |  | 1.2606 | 1.1769 | [8 empty] | 0.21717 | 0.040726 |  |  |  |  | low temperature non-condensing boiler | until 1986 |  |  |  |  | 1.3 | 1.23 | 1.18 | [7 empty] | 0.1 | 0.1 | 0.1
b_lt_C | low temperature non-condensing boiler | from 1987 to 1994 | 275 |  |  |  | 1.2319 | 1.1508 | [8 empty] | 0.27146 | 0.050908 |  |  |  |  | low temperature non-condensing boiler | from 1987 to 1994 | 275 |  |  |  | 1.2319 | 1.1508 | [8 empty] | 0.21717 | 0.040726 |  |  |  |  | low temperature non-condensing boiler | from 1987 to 1994 |  |  |  |  | 1.31 | 1.23 | 1.17 | [7 empty] | 0.2 | 0.1 | 0.1
b_lt_D | low temperature non-condensing boiler | from 1995 | 275 |  |  |  | 1.1558 | 1.1002 | [8 empty] | 0.27146 | 0.050908 |  |  |  |  | low temperature non-condensing boiler | from 1995 | 275 |  |  |  | 1.1558 | 1.1002 | [8 empty] | 0.21717 | 0.040726 |  |  |  |  | low temperature non-condensing boiler | from 1995 |  |  |  |  | 1.19 | 1.15 | 1.12 | [7 empty] | 0.2 | 0.1 | 0.1
b_c_B | condensing boiler | until 1986 | 275 |  |  |  | 1.2005 | 1.1301 | [8 empty] | 0.27146 | 0.050908 |  |  |  |  | condensing boiler | until 1986 | 275 |  |  |  | 1.2005 | 1.1301 | [8 empty] | 0.21717 | 0.040726 |  |  |  |  | condensing boiler | until 1986 |  |  |  |  | 1.24 | 1.17 | 1.12 | [7 empty] | 0.1 | 0.1 | 0.1
b_c_C | condensing boiler | from 1987 to 1994 | 275 |  |  |  | 1.1745 | 1.1059 | [8 empty] | 0.27146 | 0.050908 |  |  |  |  | condensing boiler | from 1987 to 1994 | 275 |  |  |  | 1.1745 | 1.1059 | [8 empty] | 0.21717 | 0.040726 |  |  |  |  | condensing boiler | from 1987 to 1994 |  |  |  |  | 1.25 | 1.17 | 1.12 | [7 empty] | 0.2 | 0.1 | 0.1
b_c_D | condensing boiler | from 1995 | 275 |  |  |  | 1.121 | 1.0752 | [8 empty] | 0.27146 | 0.050908 |  |  |  |  | condensing boiler | from 1995 | 275 |  |  |  | 1.121 | 1.0752 | [8 empty] | 0.21717 | 0.040726 |  |  |  |  | condensing boiler | from 1995 |  |  |  |  | 1.15 | 1.12 | 1.09 | [7 empty] | 0.2 | 0.1 | 0.1
wh_nc_C | gas water heater | until 1994 | 275 |  |  |  | 1.2347 | 1.2347 | [8 empty] | 0.27146 | 0.050908 |  |  |  |  | gas water heater | until 1994 | 275 |  |  |  | 1.2347 | 1.2347 | [8 empty] | 0.21717 | 0.040726 |  |  |  |  | gas water heater | until 1994 |  |  |  |  | 1.32 | 1.32 | 1.32 | [7 empty] | 0.2 | 0.2 | 0.2
wh_nc_D | gas water heater | from 1995 | 275 |  |  |  | 1.1997 | 1.1997 | [8 empty] | 0.27146 | 0.050908 |  |  |  |  | gas water heater | from 1995 | 275 |  |  |  | 1.1997 | 1.1997 | [8 empty] | 0.21717 | 0.040726 |  |  |  |  | gas water heater | from 1995 |  |  |  |  | 1.32 | 1.32 | 1.32 | [7 empty] | 0.2 | 0.2 | 0.2
wh_c_C | gas water heater, condensing | until 1994 | 275 |  |  |  | 1.1986 | 1.1986 | [8 empty] | 0.27146 | 0.050908 |  |  |  |  | gas water heater, condensing | until 1994 | 275 |  |  |  | 1.1986 | 1.1986 | [8 empty] | 0.21717 | 0.040726 |  |  |  |  | gas water heater, condensing | until 1994 |  |  |  |  | 1.28 | 1.28 | 1.28 | [7 empty] | 0.2 | 0.2 | 0.2
wh_c_D | gas water heater, condensing | from 1995 | 275 |  |  |  | 1.1636 | 1.1636 | [8 empty] | 0.27146 | 0.050908 |  |  |  |  | gas water heater, condensing | from 1995 | 275 |  |  |  | 1.1636 | 1.1636 | [8 empty] | 0.21717 | 0.040726 |  |  |  |  | gas water heater, condensing | from 1995 |  |  |  |  | 1.28 | 1.28 | 1.28 | [7 empty] | 0.2 | 0.2 | 0.2
hp_soil_C | electrical heat pump, heat source: soil, ground water or water stream | until 1994 | 275 |  |  |  | 0.32258 | 0.32258 | [8 empty] | 0.36794 | 0.26668 |  |  |  |  | electrical heat pump, heat source: soil, ground water or water stream | until 1994 | 275 |  |  |  | 0.32258 | 0.32258 | [8 empty] | 0.29435 | 0.21334 |  |  |  |  | electrical heat pump, heat source: soil, ground water or water stream | until 1994 |  |  |  |  | 0.32 | 0.32 | 0.32 | [7 empty] | 0.3 | 0.3 | 0.2
hp_soil_hr_C | electrical heat pump, heat source: soil, ground water or water stream, with electrical heating rod | until 1994 | 275 |  |  |  | 0.35645 | 0.35645 | [8 empty] | 0.36794 | 0.26668 |  |  |  |  | electrical heat pump, heat source: soil, ground water or water stream, with electrical heating rod | until 1994 | 275 |  |  |  | 0.35645 | 0.35645 | [8 empty] | 0.29435 | 0.21334 |  |  |  |  | electrical heat pump, heat source: soil, ground water or water stream, with electrical heating rod | until 1994 |  |  |  |  | 0.354 | 0.354 | 0.354 | [7 empty] | 0.3 | 0.3 | 0.2
hp_soil_D | electrical heat pump, heat source: soil, ground water or water stream | from 1995 | 275 |  |  |  | 0.28693 | 0.28693 | [8 empty] | 0.36794 | 0.26668 |  |  |  |  | electrical heat pump, heat source: soil, ground water or water stream | from 1995 | 275 |  |  |  | 0.28693 | 0.28693 | [8 empty] | 0.29435 | 0.21334 |  |  |  |  | electrical heat pump, heat source: soil, ground water or water stream | from 1995 |  |  |  |  | 0.27 | 0.27 | 0.27 | [7 empty] | 0.3 | 0.3 | 0.2
hp_soil_hr_D | electrical heat pump, heat source: soil, ground water or water stream, with electrical heating rod | from 1995 | 275 |  |  |  | 0.32258 | 0.32258 | [8 empty] | 0.36794 | 0.26668 |  |  |  |  | electrical heat pump, heat source: soil, ground water or water stream, with electrical heating rod | from 1995 | 275 |  |  |  | 0.32258 | 0.32258 | [8 empty] | 0.29435 | 0.21334 |  |  |  |  | electrical heat pump, heat source: soil, ground water or water stream, with electrical heating rod | from 1995 |  |  |  |  | 0.3065 | 0.3065 | 0.3065 | [7 empty] | 0.3 | 0.3 | 0.2
hp_air_C | electrical heat pump, heat source: air | until 1994 | 275 |  |  |  | 0.41667 | 0.41667 | [8 empty] | 0.36794 | 0.26668 |  |  |  |  | electrical heat pump, heat source: air | until 1994 | 275 |  |  |  | 0.41667 | 0.41667 | [8 empty] | 0.29435 | 0.21334 |  |  |  |  | electrical heat pump, heat source: air | until 1994 |  |  |  |  | 0.32 | 0.32 | 0.32 | [7 empty] | 0 | 0 | 0
hp_air_hr_C | electrical heat pump, heat source: air, with electrical heating rod | until 1994 | 275 |  |  |  | 0.44583 | 0.44583 | [8 empty] | 0.36794 | 0.26668 |  |  |  |  | electrical heat pump, heat source: air, with electrical heating rod | until 1994 | 275 |  |  |  | 0.44583 | 0.44583 | [8 empty] | 0.29435 | 0.21334 |  |  |  |  | electrical heat pump, heat source: air, with electrical heating rod | until 1994 |  |  |  |  | 0.37 | 0.37 | 0.37 | [7 empty] | 0 | 0 | 0
hp_air_D | electrical heat pump, heat source: air | from 1995 | 275 |  |  |  | 0.35223 | 0.35223 | [8 empty] | 0.36794 | 0.26668 |  |  |  |  | electrical heat pump, heat source: air | from 1995 | 275 |  |  |  | 0.35223 | 0.35223 | [8 empty] | 0.29435 | 0.21334 |  |  |  |  | electrical heat pump, heat source: air | from 1995 |  |  |  |  | 0.29 | 0.29 | 0.29 | [7 empty] | 0 | 0 | 0
hp_air_hr_D | electrical heat pump, heat source: air, with electrical heating rod | from 1995 | 275 |  |  |  | 0.38462 | 0.38462 | [8 empty] | 0.36794 | 0.26668 |  |  |  |  | electrical heat pump, heat source: air, with electrical heating rod | from 1995 | 275 |  |  |  | 0.38462 | 0.38462 | [8 empty] | 0.29435 | 0.21334 |  |  |  |  | electrical heat pump, heat source: air, with electrical heating rod | from 1995 |  |  |  |  | 0.34 | 0.34 | 0.34 | [7 empty] | 0 | 0 | 0
hp_cellar_C | electrical heat pump, heat source: cellar air | until 1994 | 275 |  |  |  | 0.35714 | 0.35714 | [8 empty] | 0.36794 | 0.26668 |  |  |  |  | electrical heat pump, heat source: cellar air | until 1994 | 275 |  |  |  | 0.35714 | 0.35714 | [8 empty] | 0.29435 | 0.21334 |  |  |  |  | electrical heat pump, heat source: cellar air | until 1994 |  |  |  |  | 0.32 | 0.32 | 0.32 | [7 empty] | 0 | 0 | 0
hp_cellar_hr_C | electrical heat pump, heat source: cellar air, with electrical heating rod | until 1994 | 275 |  |  |  | 0.38929 | 0.38929 | [8 empty] | 0.36794 | 0.26668 |  |  |  |  | electrical heat pump, heat source: cellar air, with electrical heating rod | until 1994 | 275 |  |  |  | 0.38929 | 0.38929 | [8 empty] | 0.29435 | 0.21334 |  |  |  |  | electrical heat pump, heat source: cellar air, with electrical heating rod | until 1994 |  |  |  |  | 0.37 | 0.37 | 0.37 | [7 empty] | 0 | 0 | 0
hp_cellar_D | electrical heat pump, heat source: cellar air | from 1995 | 275 |  |  |  | 0.35223 | 0.35223 | [8 empty] | 0.36794 | 0.26668 |  |  |  |  | electrical heat pump, heat source: cellar air | from 1995 | 275 |  |  |  | 0.35223 | 0.35223 | [8 empty] | 0.29435 | 0.21334 |  |  |  |  | electrical heat pump, heat source: cellar air | from 1995 |  |  |  |  | 0.29 | 0.29 | 0.29 | [7 empty] | 0 | 0 | 0
hp_cellar_hr_D | electrical heat pump, heat source: cellar air, with electrical heating rod | from 1995 | 275 |  |  |  | 0.38462 | 0.38462 | [8 empty] | 0.36794 | 0.26668 |  |  |  |  | electrical heat pump, heat source: cellar air, with electrical heating rod | from 1995 | 275 |  |  |  | 0.38462 | 0.38462 | [8 empty] | 0.29435 | 0.21334 |  |  |  |  | electrical heat pump, heat source: cellar air, with electrical heating rod | from 1995 |  |  |  |  | 0.34 | 0.34 | 0.34 | [7 empty] | 0 | 0 | 0
dh_ts | district heating transfer station | - | 275 |  |  |  | 1.14 | 1.14 | [8 empty] | 0 | 0 |  |  |  |  | district heating transfer station | - | 275 |  |  |  | 1.14 | 1.14 | [8 empty] | 0 | 0 |  |  |  |  | district heating transfer station | - |  |  |  |  | 1.14 | 1.14 | 1.14 | [7 empty] | 0.4 | 0.4 | 0.4
ehr | electric heating rod | - | 275 |  |  |  | 1 | 1 | [8 empty] | 0 | 0 |  |  |  |  | electric heating rod | - | 275 |  |  |  | 1 | 1 | [8 empty] | 0 | 0 |  |  |  |  | electric heating rod | - |  |  |  |  | 1 | 1 | 1 | [7 empty] | 0 | 0 | 0
|  |  | 275 |  |  |  | 1 | 1 | [8 empty] | 0 | 0 | [6 empty] | 275 |  |  |  | 1 | 1 | [8 empty] | 0 | 0
eiwh | electric instantaneous water heater (tankless) | - | 275 |  |  |  | 1 | 1 | [8 empty] | 0 | 0 |  |  |  |  | electric instantaneous water heater (tankless) | - | 275 |  |  |  | 1 | 1 | [8 empty] | 0 | 0 |  |  |  |  | electric instantaneous water heater (tankless) | - |  |  |  |  | 1 | 1 | 1
giwh_C | gas-fired instantaneous water heater (tankless) | until 1994 | 275 |  |  |  | 1.2347 | 1.2347 | [8 empty] | 0 | 0 |  |  |  |  | gas-fired instantaneous water heater (tankless) | until 1994 | 275 |  |  |  | 1.2347 | 1.2347 | [8 empty] | 0 | 0 |  |  |  |  | gas-fired instantaneous water heater (tankless) | until 1994 |  |  |  |  | 1.32 | 1.32 | 1.32 | [7 empty] | 0.2 | 0.2 | 0.2
giwh_D | gas-fired instantaneous water heater (tankless) | from 1995 | 275 |  |  |  | 1.1997 | 1.1997 | [8 empty] | 0 | 0 |  |  |  |  | gas-fired instantaneous water heater (tankless) | from 1995 | 275 |  |  |  | 1.1997 | 1.1997 | [8 empty] | 0 | 0 |  |  |  |  | gas-fired instantaneous water heater (tankless) | from 1995 |  |  |  |  | 1.32 | 1.32 | 1.32 | [7 empty] | 0.2 | 0.2 | 0.2
ghs | directly gas heated hot water storage |  | 275 |  |  |  | 1.22 | 1.22 | [8 empty] | 0 | 0 |  |  |  |  | directly gas heated hot water storage |  | 275 |  |  |  | 1.22 | 1.22 | [8 empty] | 0 | 0 |  |  |  |  | directly gas heated hot water storage | [5 empty] | 1.22 | 1.22 | 1.22 | [7 empty] | 0 | 0 | 0
solar | thermal solar plant | - | 275 |  |  |  | 1 | 1 |  |  |  | 50% | 40% |  |  |  | 0.875 | 0.5 |  |  |  |  | thermal solar plant | - | 275 |  |  |  | 1 | 1 |  |  |  | 50% | 40% |  |  |  | 0.7 | 0.4 |  |  |  |  | thermal solar plant | - |  |  |  |  | 1 | 1 | 1 |  |  | 11.3 | 8 | 6 |  |  | 0.8 | 0.4 | 0.3
chp | combined heat and power engine |  | 275 |  |  |  | 0.7 | 0.7 | [8 empty] | 0.27146 | 0.050908 |  |  |  |  | combined heat and power engine |  | 275 |  |  |  | 0.7 | 0.7 | [8 empty] | 0.21717 | 0.040726 |  |  |  |  | combined heat and power engine | [5 empty] | 0.7 | 0.7 | 0.7 | [7 empty] | 0.21717 | 0.040726 | 0.040726
hp_exair_D | exhaust air heat pump | from 1995 | 275 |  |  |  | 0.3 | 0.3 | [8 empty] | 0.36794 | 0.26668 |  |  |  |  | exhaust air heat pump | from 1995 | 275 |  |  |  | 0.3 | 0.3 | [8 empty] | 0.29435 | 0.21334 |  |  |  |  | exhaust air heat pump | from 1995 |  |  |  |  | 0.3 | 0.3 | 0.3 | [7 empty] | 0.29435 | 0.21334 | 0.21334
hp_u_D | unknown heat pump type | from 1995 | 275 |  |  |  | 0.32 | 0.32 | [8 empty] | 0.36794 | 0.26668 |  |  |  |  | unknown heat pump type | from 1995 | 275 |  |  |  | 0.32 | 0.32 | [8 empty] | 0.29435 | 0.21334 |  |  |  |  | unknown heat pump type | from 1995 |  |  |  |  | 0.32 | 0.32 | 0.32 | [7 empty] | 0.29435 | 0.21334 | 0.21334
hg_u_hp | unknown second heat generator accompanying a heat pump |  | 275 |  |  |  | 0.4 | 0.4 | [8 empty] | 0.27146 | 0.050908 |  |  |  |  | unknown second heat generator accompanying a heat pump |  | 275 |  |  |  | 0.4 | 0.4 | [8 empty] | 0.21717 | 0.040726 |  |  |  |  | unknown second heat generator accompanying a heat pump | [5 empty] | 0.4 | 0.4 | 0.4 | [7 empty] | 0.21717 | 0.040726 | 0.040726
b_u_D | boiler, type unknown | from 1995 | 275 |  |  |  | 1.1558 | 1.1002 | [8 empty] | 0.27146 | 0.050908 |  |  |  |  | boiler, type unknown | from 1995 | 275 |  |  |  | 1.1558 | 1.1002 | [8 empty] | 0.21717 | 0.040726 |  |  |  |  | boiler, type unknown | from 1995 |  |  |  |  | 1.1558 | 1.1002 | 1.1002 | [7 empty] | 0.21717 | 0.040726 | 0.040726

## tab sys hce
| de.KVEP.A_C_living.description | de.KVEP.A_C_living.range | de.KVEP.A_C_living.t_HP |  |  |  | de.KVEP.A_C_living.q_hce.1 | de.KVEP.A_C_living.q_hce.2 | de.KVEP.A_C_living.q_hce.3 | [7 empty] | de.KVEP.A_C_living.q_aux_hce.1 | de.KVEP.A_C_living.q_aux_hce.2 |  |  |  | de.KVEP.A_C_living.- | de.KVEP.A_C_national.description | de.KVEP.A_C_national.range | de.KVEP.A_C_national.t_HP |  |  |  | de.KVEP.A_C_national.q_hce.1 | de.KVEP.A_C_national.q_hce.2 | de.KVEP.A_C_national.q_hce.3 | [7 empty] | de.KVEP.A_C_national.q_aux_hce.1 | de.KVEP.A_C_national.q_aux_hce.2 |  |  |  | de.KVEP.A_C_national.- | de.EnEV.2007.A_C_national.description | de.EnEV.2007.A_C_national.range | de.EnEV.2007.A_C_national.t_HP |  |  |  | de.EnEV.2007.A_C_national.q_hce.1 | de.EnEV.2007.A_C_national.q_hce.2 | de.EnEV.2007.A_C_national.q_hce.3 | [7 empty] | de.EnEV.2007.A_C_national.q_aux_hce.1 | de.EnEV.2007.A_C_national.q_aux_hce.2 | de.EnEV.2007.A_C_national.q_aux_wd.3 |  |  | de.EnEV.2007.A_C_national.-
| de.KVEP.A_C_living | de.KVEP.A_C_living | de.KVEP.A_C_living | de.KVEP.A_C_living | de.KVEP.A_C_living | de.KVEP.A_C_living | de.KVEP.A_C_living | de.KVEP.A_C_living | de.KVEP.A_C_living | de.KVEP.A_C_living | de.KVEP.A_C_living | de.KVEP.A_C_living | de.KVEP.A_C_living | de.KVEP.A_C_living | de.KVEP.A_C_living | de.KVEP.A_C_living | de.KVEP.A_C_living | de.KVEP.A_C_living | de.KVEP.A_C_living | de.KVEP.A_C_living | de.KVEP.A_C_living | de.KVEP.A_C_living | de.KVEP.A_C_national | de.KVEP.A_C_national | de.KVEP.A_C_national | de.KVEP.A_C_national | de.KVEP.A_C_national | de.KVEP.A_C_national | de.KVEP.A_C_national | de.KVEP.A_C_national | de.KVEP.A_C_national | de.KVEP.A_C_national | de.KVEP.A_C_national | de.KVEP.A_C_national | de.KVEP.A_C_national | de.KVEP.A_C_national | de.KVEP.A_C_national | de.KVEP.A_C_national | de.KVEP.A_C_national | de.KVEP.A_C_national | de.KVEP.A_C_national | de.KVEP.A_C_national | de.KVEP.A_C_national | de.KVEP.A_C_national | de.EnEV.2007.A_C_national | de.EnEV.2007.A_C_national | de.EnEV.2007.A_C_national | de.EnEV.2007.A_C_national | de.EnEV.2007.A_C_national | de.EnEV.2007.A_C_national | de.EnEV.2007.A_C_national | de.EnEV.2007.A_C_national | de.EnEV.2007.A_C_national | de.EnEV.2007.A_C_national | de.EnEV.2007.A_C_national | de.EnEV.2007.A_C_national | de.EnEV.2007.A_C_national | de.EnEV.2007.A_C_national | de.EnEV.2007.A_C_national | de.EnEV.2007.A_C_national | de.EnEV.2007.A_C_national | de.EnEV.2007.A_C_national | de.EnEV.2007.A_C_national | de.EnEV.2007.A_C_national | de.EnEV.2007.A_C_national | de.EnEV.2007.A_C_national
| description | range | t_HP |  |  |  | q_hce.1 | q_hce.2 | q_hce.3 | [7 empty] | q_aux_hce.1 | q_aux_hce.2 |  |  |  | - | description | range | t_HP |  |  |  | q_hce.1 | q_hce.2 | q_hce.3 | [7 empty] | q_aux_hce.1 | q_aux_hce.2 |  |  |  | - | description | range | t_HP |  |  |  | q_hce.1 | q_hce.2 | q_hce.3 | [7 empty] | q_aux_hce.1 | q_aux_hce.2 | q_aux_wd.3 |  |  | -
label building size
parameter 1
parameter 2
quantity |  |  | duration heating period |  |  |  | heat losses | [9 empty] | auxiliary energy demand | [7 empty] | duration heating period |  |  |  | heat losses | [9 empty] | auxiliary energy demand | [7 empty] | duration heating period |  |  |  | heat losses | [9 empty] | auxiliary energy demand
unit |  |  | d/a |  |  |  | kWh per sqm A_Wohn | [9 empty] | kWh per sqm A_Wohn | [7 empty] | d/a |  |  |  | kWh per sqm A_N | [9 empty] | kWh per sqm A_N | [7 empty] | d/a |  |  |  | kWh per sqm A_N | [9 empty] | kWh per sqm A_N
c_th | thermostatic control of heat emission |  | 275 |  |  |  | 4.125 | [9 empty] | 0 | [5 empty] | thermostatic control of heat emission |  | 275 |  |  |  | 3.3 | [9 empty] | 0 | [5 empty] | thermostatic control of heat emission |  | 275 |  |  |  | 3.3 | [9 empty] | 0
c_man | manual control of heat emission |  | 275 |  |  |  | 0 | [9 empty] | 0 | [5 empty] | manual control of heat emission |  | 275 |  |  |  | 0 | [9 empty] | 0 | [5 empty] | manual control of heat emission |  | 275 |  |  |  | 0 | [9 empty] | 0

## tab sys hd
| de.KVEP.A_C_living.description | de.KVEP.A_C_living.range | de.KVEP.A_C_living.t_HP |  |  |  | de.KVEP.A_C_living.q_hd.1 | de.KVEP.A_C_living.q_hd.2 | de.KVEP.A_C_living.q_hd.3 | [7 empty] | de.KVEP.A_C_living.q_aux_hd.1 | de.KVEP.A_C_living.q_aux_hd.2 |  |  |  | de.KVEP.A_C_living.- | de.KVEP.A_C_national.description | de.KVEP.A_C_national.range | de.KVEP.A_C_national.t_HP |  |  |  | de.KVEP.A_C_national.q_hd.1 | de.KVEP.A_C_national.q_hd.2 | de.KVEP.A_C_national.q_hd.3 | [7 empty] | de.KVEP.A_C_national.q_aux_hd.1 | de.KVEP.A_C_national.q_aux_hd.2 |  |  |  | de.KVEP.A_C_national.- | de.EnEV.2007.A_C_national.description | de.EnEV.2007.A_C_national.range | de.EnEV.2007.A_C_national.t_HP |  |  |  | de.EnEV.2007.A_C_national.q_hd.1 | de.EnEV.2007.A_C_national.q_hd.2 | de.EnEV.2007.A_C_national.q_hd.3 | [7 empty] | de.EnEV.2007.A_C_national.q_aux_hd.1 | de.EnEV.2007.A_C_national.q_aux_hd.2 |  |  |  | de.EnEV.2007.A_C_national.-
| de.KVEP.A_C_living | de.KVEP.A_C_living | de.KVEP.A_C_living | de.KVEP.A_C_living | de.KVEP.A_C_living | de.KVEP.A_C_living | de.KVEP.A_C_living | de.KVEP.A_C_living | de.KVEP.A_C_living | de.KVEP.A_C_living | de.KVEP.A_C_living | de.KVEP.A_C_living | de.KVEP.A_C_living | de.KVEP.A_C_living | de.KVEP.A_C_living | de.KVEP.A_C_living | de.KVEP.A_C_living | de.KVEP.A_C_living | de.KVEP.A_C_living | de.KVEP.A_C_living | de.KVEP.A_C_living | de.KVEP.A_C_living | de.KVEP.A_C_national | de.KVEP.A_C_national | de.KVEP.A_C_national | de.KVEP.A_C_national | de.KVEP.A_C_national | de.KVEP.A_C_national | de.KVEP.A_C_national | de.KVEP.A_C_national | de.KVEP.A_C_national | de.KVEP.A_C_national | de.KVEP.A_C_national | de.KVEP.A_C_national | de.KVEP.A_C_national | de.KVEP.A_C_national | de.KVEP.A_C_national | de.KVEP.A_C_national | de.KVEP.A_C_national | de.KVEP.A_C_national | de.KVEP.A_C_national | de.KVEP.A_C_national | de.KVEP.A_C_national | de.KVEP.A_C_national | de.EnEV.2007.A_C_national | de.EnEV.2007.A_C_national | de.EnEV.2007.A_C_national | de.EnEV.2007.A_C_national | de.EnEV.2007.A_C_national | de.EnEV.2007.A_C_national | de.EnEV.2007.A_C_national | de.EnEV.2007.A_C_national | de.EnEV.2007.A_C_national | de.EnEV.2007.A_C_national | de.EnEV.2007.A_C_national | de.EnEV.2007.A_C_national | de.EnEV.2007.A_C_national | de.EnEV.2007.A_C_national | de.EnEV.2007.A_C_national | de.EnEV.2007.A_C_national | de.EnEV.2007.A_C_national | de.EnEV.2007.A_C_national | de.EnEV.2007.A_C_national | de.EnEV.2007.A_C_national | de.EnEV.2007.A_C_national | de.EnEV.2007.A_C_national
| description | range | t_HP |  |  |  | q_hd.1 | q_hd.2 | q_hd.3 | [7 empty] | q_aux_hd.1 | q_aux_hd.2 |  |  |  | - | description | range | t_HP |  |  |  | q_hd.1 | q_hd.2 | q_hd.3 | [7 empty] | q_aux_hd.1 | q_aux_hd.2 |  |  |  | - | description | range | t_HP |  |  |  | q_hd.1 | q_hd.2 | q_hd.3 | [7 empty] | q_aux_hd.1 | q_aux_hd.2 |  |  |  | -
label building size | [6 empty] | 1 to 2 storeys | 3 to 5 storeys | 6 and more storeys | [7 empty] | 1 to 2 storeys | 3 and more storeys | [10 empty] | 1 to 2 storeys | 3 to 5 storeys | 6 and more storeys | [7 empty] | 1 to 2 storeys | 3 and more storeys | [10 empty] | 150 m² A_N | 500 m² A_N | 2500 m² A_N | [7 empty] | 150 m² A_N | 500 m² A_N | 2500 m² A_N
parameter 1 | n_storeys | lower limit |  |  |  |  | 1 | 3 | 6 | [7 empty] | 1 | 3 |  |  |  |  | n_storeys | lower limit |  |  |  |  | 1 | 3 | 6 | [7 empty] | 1 | 3 |  |  |  |  | A_N | [5 empty] | 150 | 500 | 2500 | [7 empty] | 150 | 500 | 2500
parameter 2 | n_storeys | upper limit |  |  |  |  | 2 | 5 | [8 empty] | 2 | [5 empty] | n_storeys | upper limit |  |  |  |  | 2 | 5 | [8 empty] | 2
quantity |  |  | duration heating period |  |  |  | heat losses | heat losses | heat losses | [7 empty] | auxiliary energy demand | auxiliary energy demand | [6 empty] | duration heating period |  |  |  | heat losses | heat losses | heat losses | [7 empty] | auxiliary energy demand | auxiliary energy demand | [6 empty] | duration heating period |  |  |  | heat losses | heat losses | heat losses | [7 empty] | auxiliary energy demand | auxiliary energy demand | auxiliary energy demand
unit |  |  | d/a |  |  |  | kWh per sqm A_Wohn | kWh per sqm A_Wohn | kWh per sqm A_Wohn | [7 empty] | kWh per sqm A_Wohn | kWh per sqm A_Wohn | [6 empty] | d/a |  |  |  | kWh per sqm A_N | kWh per sqm A_N | kWh per sqm A_N | [7 empty] | kWh per sqm A_N | kWh per sqm A_N | [6 empty] | d/a |  |  |  | kWh per sqm A_N | kWh per sqm A_N | kWh per sqm A_N | [7 empty] | kWh per sqm A_N | kWh per sqm A_N | kWh per sqm A_N
c_A | central distribution | until 1978 | 275 |  |  |  | 34.8174 | 29.8377 | 24.1597 | [7 empty] | 4.2851 | 1.5527 |  |  |  |  | central distribution | until 1978 | 275 |  |  |  | 27.8539 | 23.8702 | 19.3278 | [7 empty] | 3.428 | 1.2421 |  |  |  |  | central distribution | until 1978 |  |  |  |  | 75.1 | 43.5 | 32.7 | [7 empty] | 2.3 | 1 | 0.5
c_A_mod | central distribution | until 1978, insulation modernised | 275 |  |  |  | 26.853 | 24.3632 | 21.5242 | [7 empty] | 4.2851 | 1.5527 |  |  |  |  | central distribution | until 1978, insulation modernised | 275 |  |  |  | 21.4824 | 19.4906 | 17.2193 | [7 empty] | 3.428 | 1.2421 |  |  |  |  | central distribution | until 1978, insulation modernised |  |  |  |  | 40.9 | 28.2 | 23.9 | [7 empty] | 2.3 | 1 | 0.5
c_C | central distribution | from 1979 to 1994 | 275 |  |  |  | 21.9164 | 19.4266 | 16.5876 | [7 empty] | 4.2851 | 1.5527 |  |  |  |  | central distribution | from 1979 to 1994 | 275 |  |  |  | 17.5331 | 15.5413 | 13.2701 | [7 empty] | 3.428 | 1.2421 |  |  |  |  | central distribution | from 1979 to 1994 |  |  |  |  | 20.2 | 13.8 | 11.6 | [7 empty] | 1.9 | 0.8 | 0.4
c_D | central distribution | from 1995 | 275 |  |  |  | 11.733 | 8.7561 | 6.224 | [7 empty] | 4.2851 | 1.5527 |  |  |  |  | central distribution | from 1995 | 275 |  |  |  | 9.3864 | 7.0049 | 4.9792 | [7 empty] | 3.428 | 1.2421 |  |  |  |  | central distribution | from 1995 |  |  |  |  | 9.3 | 5.4 | 4.1 | [7 empty] | 1.6 | 0.7 | 0.3
c_i | central distribution, completely in the thermal envelope | - | 275 |  |  |  | 6.7676 | 6.7676 | 6.7676 | [7 empty] | 4.2851 | 4.2851 |  |  |  |  | central distribution, completely in the thermal envelope | - | 275 |  |  |  | 5.4141 | 5.4141 | 5.4141 | [7 empty] | 3.428 | 3.428 |  |  |  |  | central distribution, completely in the thermal envelope | - |  |  |  |  | 5.4 | 5.4 | 5.4 | [7 empty] | 2.73 | 2.73 | 2.73
d | decentral system (no distribution) | - | 275 |  |  |  | 0 | 0 | 0 | [7 empty] | 0 | 0 |  |  |  |  | decentral system (no distribution) | - | 275 |  |  |  | 0 | 0 | 0 | [7 empty] | 0 | 0 |  |  |  |  | decentral system (no distribution) | - |  |  |  |  | 0 | 0 | 0 | [7 empty] | 0 | 0 | 0
c_u | central distribution, age unknown |  | 275 |  |  |  | 31.0286 | 26.7066 | 21.8043 | [7 empty] | 4.2851 | 1.5527 |  |  |  |  | central distribution, age unknown |  | 275 |  |  |  | 24.8229 | 21.3653 | 17.4435 | [7 empty] | 3.428 | 1.2421 |  |  |  |  | central distribution, age unknown | [5 empty] | 59.95 | 35.229 | 26.778 | [7 empty] | 2.183 | 0.943 | 0.47
mv_ex | exhaust air mechanical ventilation |  | 275 |  |  |  | 0 | 0 | 0 | [7 empty] | 1.625 | 1.625 |  |  |  |  | exhaust air mechanical ventilation |  | 275 |  |  |  | 0 | 0 | 0 | [7 empty] | 1.3 | 1.3 |  |  |  |  | exhaust air mechanical ventilation | [5 empty] | 0 | 0 | 0 | [7 empty] | 2.6 | 2.6 | 2.6
mv_supex_er | supply / exhaust ventilation system - outside thermal envelope, attic storey |  | 275 |  |  |  | 4.375 | 2.125 | 2.125 | [7 empty] | 2.75 | 2.75 |  |  |  |  | supply / exhaust ventilation system - outside thermal envelope, attic storey |  | 275 |  |  |  | 3.5 | 1.7 | 1.7 | [7 empty] | 2.2 | 2.2 |  |  |  |  | supply / exhaust ventilation system - outside thermal envelope, attic storey | [5 empty] | 3.5 | 1.7 | 1.7 | [7 empty] | 2.2 | 2.2 | 2.2
mv_supex_ec | supply / exhaust ventilation system - outside thermal envelope, cellar storey |  | 275 |  |  |  | 1.25 | 0.625 | 0.625 | [7 empty] | 2.75 | 2.75 |  |  |  |  | supply / exhaust ventilation system - outside thermal envelope, cellar storey |  | 275 |  |  |  | 1 | 0.5 | 0.5 | [7 empty] | 2.2 | 2.2 |  |  |  |  | supply / exhaust ventilation system - outside thermal envelope, cellar storey | [5 empty] | 1 | 0.5 | 0.5 | [7 empty] | 2.2 | 2.2 | 2.2
mv_supex_i | supply / exhaust ventilation system - inside thermal envelope |  | 275 |  |  |  | 0 | 0 | 0 | [7 empty] | 2.75 | 2.75 |  |  |  |  | supply / exhaust ventilation system - inside thermal envelope |  | 275 |  |  |  | 0 | 0 | 0 | [7 empty] | 2.2 | 2.2 |  |  |  |  | supply / exhaust ventilation system - inside thermal envelope | [5 empty] | 0 | 0 | 0 | [7 empty] | 2.2 | 2.2 | 2.2

## tab sys hs
| de.KVEP.A_C_living.description | de.KVEP.A_C_living.range | de.KVEP.A_C_living.t_HP |  |  |  | de.KVEP.A_C_living.q_hs.1 | de.KVEP.A_C_living.q_hs.2 | de.KVEP.A_C_living.q_hs.3 | [7 empty] | de.KVEP.A_C_living.q_aux_hs.1 | de.KVEP.A_C_living.q_aux_hs.2 |  |  |  | de.KVEP.A_C_living.- | de.KVEP.A_C_national.description | de.KVEP.A_C_national.range | de.KVEP.A_C_national.t_HP |  |  |  | de.KVEP.A_C_national.q_hs.1 | de.KVEP.A_C_national.q_hs.2 | de.KVEP.A_C_national.q_hs.3 | [7 empty] | de.KVEP.A_C_national.q_aux_hs.1 | de.KVEP.A_C_national.q_aux_hs.2 |  |  |  | de.KVEP.A_C_national.- | de.EnEV.2007.A_C_national.description | de.EnEV.2007.A_C_national.range | de.EnEV.2007.A_C_national.t_HP |  |  |  | de.EnEV.2007.A_C_national.q_hs.1 | de.EnEV.2007.A_C_national.q_hs.2 | de.EnEV.2007.A_C_national.q_hs.3 | [7 empty] | de.EnEV.2007.A_C_national.q_aux_hs.1 | de.EnEV.2007.A_C_national.q_aux_hs.2 |  |  |  | de.EnEV.2007.A_C_national.-
| de.KVEP.A_C_living | de.KVEP.A_C_living | de.KVEP.A_C_living | de.KVEP.A_C_living | de.KVEP.A_C_living | de.KVEP.A_C_living | de.KVEP.A_C_living | de.KVEP.A_C_living | de.KVEP.A_C_living | de.KVEP.A_C_living | de.KVEP.A_C_living | de.KVEP.A_C_living | de.KVEP.A_C_living | de.KVEP.A_C_living | de.KVEP.A_C_living | de.KVEP.A_C_living | de.KVEP.A_C_living | de.KVEP.A_C_living | de.KVEP.A_C_living | de.KVEP.A_C_living | de.KVEP.A_C_living | de.KVEP.A_C_living | de.KVEP.A_C_national | de.KVEP.A_C_national | de.KVEP.A_C_national | de.KVEP.A_C_national | de.KVEP.A_C_national | de.KVEP.A_C_national | de.KVEP.A_C_national | de.KVEP.A_C_national | de.KVEP.A_C_national | de.KVEP.A_C_national | de.KVEP.A_C_national | de.KVEP.A_C_national | de.KVEP.A_C_national | de.KVEP.A_C_national | de.KVEP.A_C_national | de.KVEP.A_C_national | de.KVEP.A_C_national | de.KVEP.A_C_national | de.KVEP.A_C_national | de.KVEP.A_C_national | de.KVEP.A_C_national | de.KVEP.A_C_national | de.EnEV.2007.A_C_national | de.EnEV.2007.A_C_national | de.EnEV.2007.A_C_national | de.EnEV.2007.A_C_national | de.EnEV.2007.A_C_national | de.EnEV.2007.A_C_national | de.EnEV.2007.A_C_national | de.EnEV.2007.A_C_national | de.EnEV.2007.A_C_national | de.EnEV.2007.A_C_national | de.EnEV.2007.A_C_national | de.EnEV.2007.A_C_national | de.EnEV.2007.A_C_national | de.EnEV.2007.A_C_national | de.EnEV.2007.A_C_national | de.EnEV.2007.A_C_national | de.EnEV.2007.A_C_national | de.EnEV.2007.A_C_national | de.EnEV.2007.A_C_national | de.EnEV.2007.A_C_national | de.EnEV.2007.A_C_national | de.EnEV.2007.A_C_national
| description | range | t_HP |  |  |  | q_hs.1 | q_hs.2 | q_hs.3 | [7 empty] | q_aux_hs.1 | q_aux_hs.2 |  |  |  | - | description | range | t_HP |  |  |  | q_hs.1 | q_hs.2 | q_hs.3 | [7 empty] | q_aux_hs.1 | q_aux_hs.2 |  |  |  | - | description | range | t_HP |  |  |  | q_hs.1 | q_hs.2 | q_hs.3 | [7 empty] | q_aux_hs.1 | q_aux_hs.2 |  |  |  | -
label building size | [6 empty] | 1 to 2 apartments | 3 and more apartments | [8 empty] | 1 to 2 apartments | 3 and more apartments | [10 empty] | 1 to 2 apartments | 3 and more apartments | [8 empty] | 1 to 2 apartments | 3 and more apartments | [10 empty] | 150 m² A_N | 500 m² A_N | 2500 m² A_N | [7 empty] | 150 m² A_N | 500 m² A_N | 2500 m² A_N
parameter 1 | n_apartment | lower limit |  |  |  |  | 1 | 3 | [8 empty] | 1 | 3 |  |  |  |  | n_apartment | lower limit |  |  |  |  | 1 | 3 | [8 empty] | 1 | 3 |  |  |  |  | A_N | [5 empty] | 150 | 500 | 2500 | [7 empty] | 150 | 500 | 2500
parameter 2 | n_apartment | upper limit |  |  |  |  | 2 | [9 empty] | 2 | [5 empty] | n_apartment | upper limit |  |  |  |  | 2 | [9 empty] | 2
quantity |  |  | duration heating period |  |  |  | heat losses | heat losses | [8 empty] | auxiliary energy demand | auxiliary energy demand | [6 empty] | duration heating period |  |  |  | heat losses | heat losses | [8 empty] | auxiliary energy demand | auxiliary energy demand | [6 empty] | duration heating period |  |  |  | heat losses | heat losses | heat losses | [7 empty] | auxiliary energy demand | auxiliary energy demand | auxiliary energy demand
unit |  |  | d/a |  |  |  | kWh per sqm A_Wohn | kWh per sqm A_Wohn | [8 empty] | kWh per sqm A_Wohn | kWh per sqm A_Wohn | [6 empty] | d/a |  |  |  | kWh per sqm A_N | kWh per sqm A_N | [8 empty] | kWh per sqm A_N | kWh per sqm A_N | [6 empty] | d/a |  |  |  | kWh per sqm A_N | kWh per sqm A_N | kWh per sqm A_N | [7 empty] | kWh per sqm A_N | kWh per sqm A_N | kWh per sqm A_N
bs_el_C | buffer storage for electric heat pumps or night-storage systems | until 1994 | 275 |  |  |  | 6.487 | 6.487 | [8 empty] | 0 | 0 |  |  |  |  | buffer storage for electric heat pumps or night-storage systems | until 1994 | 275 |  |  |  | 5.1896 | 5.1896 | [8 empty] | 0 | 0 |  |  |  |  | buffer storage for electric heat pumps or night-storage systems | until 1994 |  |  |  |  | 2.5 | 1 | 0.3 | [7 empty] | 0.5 | 0.2 | 0.1
bs_el_D | buffer storage for electric heat pumps or night-storage systems | from 1995 | 275 |  |  |  | 4.9692 | 4.9692 | [8 empty] | 0 | 0 |  |  |  |  | buffer storage for electric heat pumps or night-storage systems | from 1995 | 275 |  |  |  | 3.9753 | 3.9753 | [8 empty] | 0 | 0 |  |  |  |  | buffer storage for electric heat pumps or night-storage systems | from 1995 |  |  |  |  | 1.9 | 0.7 | 0.2 | [7 empty] | 0.4 | 0.2 | 0.1
bs_wood_C | buffer storage for wood boilers | until 1994 | 275 |  |  |  | 12.2039 | 12.2039 | [8 empty] | 0 | 0 |  |  |  |  | buffer storage for wood boilers | until 1994 | 275 |  |  |  | 9.7631 | 9.7631 | [8 empty] | 0 | 0 |  |  |  |  | buffer storage for wood boilers | until 1994 |  |  |  |  | 4.4 | 1.8 | 1.1 | [7 empty] | 0.5 | 0.2 | 0.1
bs_wood_D | buffer storage for wood boilers | from 1995 | 275 |  |  |  | 7.9385 | 7.9385 | [8 empty] | 0 | 0 |  |  |  |  | buffer storage for wood boilers | from 1995 | 275 |  |  |  | 6.3508 | 6.3508 | [8 empty] | 0 | 0 |  |  |  |  | buffer storage for wood boilers | from 1995 |  |  |  |  | 3.4 | 1.4 | 0.8 | [7 empty] | 0.4 | 0.2 | 0.1

## tab sys hg
| de.KVEP.A_C_living.description | de.KVEP.A_C_living.range | de.KVEP.A_C_living.t_HP |  |  |  | de.KVEP.A_C_living.e_hg.1 | de.KVEP.A_C_living.e_hg.2 | de.KVEP.A_C_living.e_hg.3 |  |  | de.KVEP.A_C_living.contr_hg.1 | de.KVEP.A_C_living.contr_hg.2 | de.KVEP.A_C_living.contr_hg.3 |  |  | de.KVEP.A_C_living.q_aux_hg.1 | de.KVEP.A_C_living.q_aux_hg.2 |  |  |  | de.KVEP.A_C_living.- | de.KVEP.A_C_national.description | de.KVEP.A_C_national.range | de.KVEP.A_C_national.t_HP |  |  |  | de.KVEP.A_C_national.e_hg.1 | de.KVEP.A_C_national.e_hg.2 | de.KVEP.A_C_national.e_hg.3 |  |  | de.KVEP.A_C_national.contr_hg.1 | de.KVEP.A_C_national.contr_hg.2 | de.KVEP.A_C_national.contr_hg.3 |  |  | de.KVEP.A_C_national.q_aux_hg.1 | de.KVEP.A_C_national.q_aux_hg.2 |  |  |  | de.KVEP.A_C_national.- | de.EnEV.2007.A_C_national.description | de.EnEV.2007.A_C_national.range | de.EnEV.2007.A_C_national.t_HP |  |  |  | de.EnEV.2007.A_C_national.e_hg.1 | de.EnEV.2007.A_C_national.e_hg.2 | de.EnEV.2007.A_C_national.e_hg.3 |  |  | de.EnEV.2007.A_C_national.contr_hg.1 |  |  |  |  | de.EnEV.2007.A_C_national.q_aux_hg.1 | de.EnEV.2007.A_C_national.q_aux_hg.2 | de.EnEV.2007.A_C_national.q_aux_hg.3 |  |  | de.EnEV.2007.A_C_national.-
| de.KVEP.A_C_living | de.KVEP.A_C_living | de.KVEP.A_C_living | de.KVEP.A_C_living | de.KVEP.A_C_living | de.KVEP.A_C_living | de.KVEP.A_C_living | de.KVEP.A_C_living | de.KVEP.A_C_living | de.KVEP.A_C_living | de.KVEP.A_C_living | de.KVEP.A_C_living | de.KVEP.A_C_living | de.KVEP.A_C_living | de.KVEP.A_C_living | de.KVEP.A_C_living | de.KVEP.A_C_living | de.KVEP.A_C_living | de.KVEP.A_C_living | de.KVEP.A_C_living | de.KVEP.A_C_living | de.KVEP.A_C_living | de.KVEP.A_C_national | de.KVEP.A_C_national | de.KVEP.A_C_national | de.KVEP.A_C_national | de.KVEP.A_C_national | de.KVEP.A_C_national | de.KVEP.A_C_national | de.KVEP.A_C_national | de.KVEP.A_C_national | de.KVEP.A_C_national | de.KVEP.A_C_national | de.KVEP.A_C_national | de.KVEP.A_C_national | de.KVEP.A_C_national | de.KVEP.A_C_national | de.KVEP.A_C_national | de.KVEP.A_C_national | de.KVEP.A_C_national | de.KVEP.A_C_national | de.KVEP.A_C_national | de.KVEP.A_C_national | de.KVEP.A_C_national | de.EnEV.2007.A_C_national | de.EnEV.2007.A_C_national | de.EnEV.2007.A_C_national | de.EnEV.2007.A_C_national | de.EnEV.2007.A_C_national | de.EnEV.2007.A_C_national | de.EnEV.2007.A_C_national | de.EnEV.2007.A_C_national | de.EnEV.2007.A_C_national | de.EnEV.2007.A_C_national | de.EnEV.2007.A_C_national | de.EnEV.2007.A_C_national | de.EnEV.2007.A_C_national | de.EnEV.2007.A_C_national | de.EnEV.2007.A_C_national | de.EnEV.2007.A_C_national | de.EnEV.2007.A_C_national | de.EnEV.2007.A_C_national | de.EnEV.2007.A_C_national | de.EnEV.2007.A_C_national | de.EnEV.2007.A_C_national | de.EnEV.2007.A_C_national
| description | range | t_HP |  |  |  | e_hg.1 | e_hg.2 | e_hg.3 |  |  | contr_hg.1 | contr_hg.2 | contr_hg.3 |  |  | q_aux_hg.1 | q_aux_hg.2 |  |  |  | - | description | range | t_HP |  |  |  | e_hg.1 | e_hg.2 | e_hg.3 |  |  | contr_hg.1 | contr_hg.2 | contr_hg.3 |  |  | q_aux_hg.1 | q_aux_hg.2 |  |  |  | - | description | range | t_HP |  |  |  | e_hg.1 | e_hg.2 | e_hg.3 |  |  | contr_hg.1 |  |  |  |  | q_aux_hg.1 | q_aux_hg.2 | q_aux_hg.3 |  |  | -
label building size | [6 empty] | 1 to 2 apartments | 3 and more apartments | [8 empty] | 1 to 2 apartments | 3 and more apartments | [10 empty] | 1 to 2 apartments | 3 and more apartments | [8 empty] | 1 to 2 apartments | 3 and more apartments | [10 empty] | 150 m² A_N | 500 m² A_N | 2500 m² A_N | [7 empty] | 150 m² A_N | 500 m² A_N | 2500 m² A_N
parameter 1 | n_apartment | lower limit |  |  |  |  | 1 | 3 | - | [7 empty] | 1 | 3 |  |  |  |  | n_apartment | lower limit |  |  |  |  | 1 | 3 | - | [7 empty] | 1 | 3 |  |  |  |  | A_N | [5 empty] | 150 | 500 | 2500 | [7 empty] | 150 | 500 | 2500
parameter 2 | n_apartment | upper limit |  |  |  |  | 2 | [9 empty] | 2 | [5 empty] | n_apartment | upper limit |  |  |  |  | 2 | [9 empty] | 2
quantity |  |  | duration heating period |  |  |  | e_g | e_g | - |  |  | contribution to heating |  |  |  |  | auxiliary energy demand | auxiliary energy demand | [6 empty] | duration heating period |  |  |  | e_g | e_g | - |  |  | contribution to heating |  |  |  |  | auxiliary energy demand | auxiliary energy demand | [6 empty] | duration heating period |  |  |  | e_g | e_g | e_g |  |  | contribution to heating |  |  |  |  | auxiliary energy demand | auxiliary energy demand | auxiliary energy demand
unit |  |  | d/a | [8 empty] | kWh per sqm A_Wohn |  |  |  |  | kWh per sqm A_Wohn | kWh per sqm A_Wohn | [6 empty] | d/a | [8 empty] | kWh per sqm A_N |  |  |  |  | kWh per sqm A_N | kWh per sqm A_N | [6 empty] | d/a | [8 empty] | kWh per sqm A_N |  |  |  |  | kWh per sqm A_N | kWh per sqm A_N | kWh per sqm A_N
b_ct_B | constant temperature non-condensing boiler | until 1986 | 275 |  |  |  | 1.3322 | 1.2097 | [8 empty] | 2.3705 | 0.44454 |  |  |  |  | constant temperature non-condensing boiler | until 1986 | 275 |  |  |  | 1.3322 | 1.2097 | [8 empty] | 1.8964 | 0.35563 |  |  |  |  | constant temperature non-condensing boiler | until 1986 |  |  |  |  | 1.47 | 1.36 | 1.28 | [7 empty] | 1.2 | 0.5 | 0.2
b_ct_C | constant temperature non-condensing boiler | from 1987 to 1994 | 275 |  |  |  | 1.2926 | 1.1754 | [8 empty] | 2.3705 | 0.44454 |  |  |  |  | constant temperature non-condensing boiler | from 1987 to 1994 | 275 |  |  |  | 1.2926 | 1.1754 | [8 empty] | 1.8964 | 0.35563 |  |  |  |  | constant temperature non-condensing boiler | from 1987 to 1994 |  |  |  |  | 1.34 | 1.26 | 1.19 | [7 empty] | 0.8 | 0.4 | 0.2
b_ct_D | constant temperature non-condensing boiler | from 1995 | 275 |  |  |  | 1.2554 | 1.142 | [8 empty] | 2.3705 | 0.44454 |  |  |  |  | constant temperature non-condensing boiler | from 1995 | 275 |  |  |  | 1.2554 | 1.142 | [8 empty] | 1.8964 | 0.35563 |  |  |  |  | constant temperature non-condensing boiler | from 1995 |  |  |  |  | 1.33 | 1.23 | 1.16 | [7 empty] | 0.7 | 0.4 | 0.2
b_lt_B | low temperature non-condensing boiler | until 1986 | 275 |  |  |  | 1.2329 | 1.1762 | [8 empty] | 2.3705 | 0.44454 |  |  |  |  | low temperature non-condensing boiler | until 1986 | 275 |  |  |  | 1.2329 | 1.1762 | [8 empty] | 1.8964 | 0.35563 |  |  |  |  | low temperature non-condensing boiler | until 1986 |  |  |  |  | 1.24 | 1.21 | 1.18 | [7 empty] | 1.2 | 0.5 | 0.2
b_lt_C | low temperature non-condensing boiler | from 1987 to 1994 | 275 |  |  |  | 1.1769 | 1.1239 | [8 empty] | 2.3705 | 0.44454 |  |  |  |  | low temperature non-condensing boiler | from 1987 to 1994 | 275 |  |  |  | 1.1769 | 1.1239 | [8 empty] | 1.8964 | 0.35563 |  |  |  |  | low temperature non-condensing boiler | from 1987 to 1994 |  |  |  |  | 1.19 | 1.15 | 1.13 | [7 empty] | 0.8 | 0.4 | 0.2
b_lt_D | low temperature non-condensing boiler | from 1995 | 275 |  |  |  | 1.1204 | 1.0813 | [8 empty] | 2.3705 | 0.44454 |  |  |  |  | low temperature non-condensing boiler | from 1995 | 275 |  |  |  | 1.1204 | 1.0813 | [8 empty] | 1.8964 | 0.35563 |  |  |  |  | low temperature non-condensing boiler | from 1995 |  |  |  |  | 1.14 | 1.11 | 1.09 | [7 empty] | 0.7 | 0.4 | 0.2
b_c_B | condensing boiler | until 1986 | 275 |  |  |  | 1.1062 | 1.0697 | [8 empty] | 2.3705 | 0.44454 |  |  |  |  | condensing boiler | until 1986 | 275 |  |  |  | 1.1062 | 1.0697 | [8 empty] | 1.8964 | 0.35563 |  |  |  |  | condensing boiler | until 1986 |  |  |  |  | 1.11 | 1.09 | 1.07 | [7 empty] | 1.2 | 0.5 | 0.2
b_c_C | condensing boiler | from 1987 to 1994 | 275 |  |  |  | 1.0772 | 1.0421 | [8 empty] | 2.3705 | 0.44454 |  |  |  |  | condensing boiler | from 1987 to 1994 | 275 |  |  |  | 1.0772 | 1.0421 | [8 empty] | 1.8964 | 0.35563 |  |  |  |  | condensing boiler | from 1987 to 1994 |  |  |  |  | 1.09 | 1.06 | 1.04 | [7 empty] | 0.8 | 0.4 | 0.2
b_c_D | condensing boiler | from 1995 | 275 |  |  |  | 1.0579 | 1.0318 | [8 empty] | 2.3705 | 0.44454 |  |  |  |  | condensing boiler | from 1995 | 275 |  |  |  | 1.0579 | 1.0318 | [8 empty] | 1.8964 | 0.35563 |  |  |  |  | condensing boiler | from 1995 |  |  |  |  | 1.07 | 1.05 | 1.04 | [7 empty] | 0.7 | 0.4 | 0.2
wh_nc_C | gas water heater | until 1994 | 275 |  |  |  | 1.1595 | 1.1595 | [8 empty] | 2.3705 | 0.44454 |  |  |  |  | gas water heater | until 1994 | 275 |  |  |  | 1.1595 | 1.1595 | [8 empty] | 1.8964 | 0.35563 |  |  |  |  | gas water heater | until 1994 |  |  |  |  | 1.24 | 1.24 | 1.24 | [7 empty] | 1.2 | 1.2 | 1.2
wh_nc_D | gas water heater | from 1995 | 275 |  |  |  | 1.0791 | 1.0791 | [8 empty] | 2.3705 | 0.44454 |  |  |  |  | gas water heater | from 1995 | 275 |  |  |  | 1.0791 | 1.0791 | [8 empty] | 1.8964 | 0.35563 |  |  |  |  | gas water heater | from 1995 |  |  |  |  | 1.14 | 1.14 | 1.14 | [7 empty] | 1.5 | 1.5 | 1.5
wh_c_C | gas water heater, condensing | until 1994 | 275 |  |  |  | 1.0741 | 1.0741 | [8 empty] | 2.3705 | 0.44454 |  |  |  |  | gas water heater, condensing | until 1994 | 275 |  |  |  | 1.0741 | 1.0741 | [8 empty] | 1.8964 | 0.35563 |  |  |  |  | gas water heater, condensing | until 1994 |  |  |  |  | 1.07 | 1.07 | 1.07 | [7 empty] | 1.5 | 1.5 | 1.5
wh_c_D | gas water heater, condensing | from 1995 | 275 |  |  |  | 0.99366 | 0.99366 | [8 empty] | 2.3705 | 0.44454 |  |  |  |  | gas water heater, condensing | from 1995 | 275 |  |  |  | 0.99366 | 0.99366 | [8 empty] | 1.8964 | 0.35563 |  |  |  |  | gas water heater, condensing | from 1995 |  |  |  |  | 1.07 | 1.07 | 1.07 | [7 empty] | 1.5 | 1.5 | 1.5
hp_soil_C | electrical heat pump, heat source: soil, ground water or water stream | until 1994 | 275 |  |  |  | 0.32258 | 0.32258 | [8 empty] | 1.3982 | 1.0134 |  |  |  |  | electrical heat pump, heat source: soil, ground water or water stream | until 1994 | 275 |  |  |  | 0.32258 | 0.32258 | [8 empty] | 1.1185 | 0.81069 |  |  |  |  | electrical heat pump, heat source: soil, ground water or water stream | until 1994 |  |  |  |  | 0.33 | 0.33 | 0.33 | [7 empty] | 1.2 | 1 | 0.9
hp_soil_hr_C | electrical heat pump, heat source: soil, ground water or water stream, with electrical heating rod | until 1994 | 275 |  |  |  | 0.35645 | 0.35645 | [8 empty] | 1.3982 | 1.0134 |  |  |  |  | electrical heat pump, heat source: soil, ground water or water stream, with electrical heating rod | until 1994 | 275 |  |  |  | 0.35645 | 0.35645 | [8 empty] | 1.1185 | 0.81069 |  |  |  |  | electrical heat pump, heat source: soil, ground water or water stream, with electrical heating rod | until 1994 |  |  |  |  | 0.3597 | 0.3597 | 0.3597 | [7 empty] | 1.2 | 1 | 0.9
hp_soil_D | electrical heat pump, heat source: soil, ground water or water stream | from 1995 | 275 |  |  |  | 0.28693 | 0.28693 | [8 empty] | 1.3982 | 1.0134 |  |  |  |  | electrical heat pump, heat source: soil, ground water or water stream | from 1995 | 275 |  |  |  | 0.28693 | 0.28693 | [8 empty] | 1.1185 | 0.81069 |  |  |  |  | electrical heat pump, heat source: soil, ground water or water stream | from 1995 |  |  |  |  | 0.27 | 0.27 | 0.27 | [7 empty] | 1.2 | 1 | 0.9
hp_soil_hr_D | electrical heat pump, heat source: soil, ground water or water stream, with electrical heating rod | from 1995 | 275 |  |  |  | 0.32258 | 0.32258 | [8 empty] | 1.3982 | 1.0134 |  |  |  |  | electrical heat pump, heat source: soil, ground water or water stream, with electrical heating rod | from 1995 | 275 |  |  |  | 0.32258 | 0.32258 | [8 empty] | 1.1185 | 0.81069 |  |  |  |  | electrical heat pump, heat source: soil, ground water or water stream, with electrical heating rod | from 1995 |  |  |  |  | 0.2943 | 0.2943 | 0.2943 | [7 empty] | 1.2 | 1 | 0.9
hp_air_C | electrical heat pump, heat source: air | until 1994 | 275 |  |  |  | 0.41667 | 0.41667 | [8 empty] | 1.3982 | 1.0134 |  |  |  |  | electrical heat pump, heat source: air | until 1994 | 275 |  |  |  | 0.41667 | 0.41667 | [8 empty] | 1.1185 | 0.81069 |  |  |  |  | electrical heat pump, heat source: air | until 1994 |  |  |  |  | 0.3731 | 0.3731 | 0.3731 | [7 empty] | 0 | 0 | 0
hp_air_hr_C | electrical heat pump, heat source: air, with electrical heating rod | until 1994 | 275 |  |  |  | 0.44583 | 0.44583 | [8 empty] | 1.3982 | 1.0134 |  |  |  |  | electrical heat pump, heat source: air, with electrical heating rod | until 1994 | 275 |  |  |  | 0.44583 | 0.44583 | [8 empty] | 1.1185 | 0.81069 |  |  |  |  | electrical heat pump, heat source: air, with electrical heating rod | until 1994 |  |  |  |  | 0.41 | 0.41 | 0.41 | [7 empty] | 0 | 0 | 0
hp_air_D | electrical heat pump, heat source: air | from 1995 | 275 |  |  |  | 0.35223 | 0.35223 | [8 empty] | 1.3982 | 1.0134 |  |  |  |  | electrical heat pump, heat source: air | from 1995 | 275 |  |  |  | 0.35223 | 0.35223 | [8 empty] | 1.1185 | 0.81069 |  |  |  |  | electrical heat pump, heat source: air | from 1995 |  |  |  |  | 0.3549 | 0.3549 | 0.3549 | [7 empty] | 0 | 0 | 0
hp_air_hr_D | electrical heat pump, heat source: air, with electrical heating rod | from 1995 | 275 |  |  |  | 0.38462 | 0.38462 | [8 empty] | 1.3982 | 1.0134 |  |  |  |  | electrical heat pump, heat source: air, with electrical heating rod | from 1995 | 275 |  |  |  | 0.38462 | 0.38462 | [8 empty] | 1.1185 | 0.81069 |  |  |  |  | electrical heat pump, heat source: air, with electrical heating rod | from 1995 |  |  |  |  | 0.39 | 0.39 | 0.39 | [7 empty] | 0 | 0 | 0
dh_ts | district heating transfer station | - | 275 |  |  |  | 1.02 | 1.02 | [8 empty] | 0 | 0 |  |  |  |  | district heating transfer station | - | 275 |  |  |  | 1.02 | 1.02 | [8 empty] | 0 | 0 |  |  |  |  | district heating transfer station | - |  |  |  |  | 1.02 | 1.02 | 1.02 | [7 empty] | 0 | 0 | 0
stove_liquid | stove for liquid fuels, especially oil stove | - | 275 |  |  |  | 1.4 | 1.4 | [8 empty] | 0 | 0 |  |  |  |  | stove for liquid fuels, especially oil stove | - | 275 |  |  |  | 1.4 | 1.4 | [8 empty] | 0 | 0 |  |  |  |  | stove for liquid fuels, especially oil stove | - |  |  |  |  | 1.4 | 1.4 | 1.4 | [7 empty] | 0 | 0 | 0
stove_solid | stove for solid fuels, especially wood and coal | - | 275 |  |  |  | 1.6 | 1.6 | [8 empty] | 0 | 0 |  |  |  |  | stove for solid fuels, especially wood and coal | - | 275 |  |  |  | 1.6 | 1.6 | [8 empty] | 0 | 0 |  |  |  |  | stove for solid fuels, especially wood and coal | - |  |  |  |  | 1.6 | 1.6 | 1.6 | [7 empty] | 0 | 0 | 0
gsh | gas-fired space heater | - | 275 |  |  |  | 1.4 | 1.4 | [8 empty] | 0 | 0 |  |  |  |  | gas-fired space heater | - | 275 |  |  |  | 1.4 | 1.4 | [8 empty] | 0 | 0 |  |  |  |  | gas-fired space heater | - |  |  |  |  | 1.47 | 1.47 | 1.47 | [7 empty] | 0 | 0 | 0
ehr | electric heating rod | - | 275 |  |  |  | 1 | 1 | [8 empty] | 0 | 0 |  |  |  |  | electric heating rod | - | 275 |  |  |  | 1 | 1 | [8 empty] | 0 | 0 |  |  |  |  | electric heating rod | - |  |  |  |  | 1 | 1 | 1 | [7 empty] | 0 | 0 | 0
esh_night | electrical night storage space heater | - | 275 |  |  |  | 1 | 1 | [8 empty] | 0 | 0 |  |  |  |  | electrical night storage space heater | - | 275 |  |  |  | 1 | 1 | [8 empty] | 0 | 0 |  |  |  |  | electrical night storage space heater | - |  |  |  |  | 1.05 | 1.05 | 1.05 | [7 empty] | 0 | 0 | 0
esh | electrical space heater | - | 275 |  |  |  | 1 | 1 | [8 empty] | 0 | 0 |  |  |  |  | electrical space heater | - | 275 |  |  |  | 1 | 1 | [8 empty] | 0 | 0 |  |  |  |  | electrical space heater | - |  |  |  |  | 1.02 | 1.02 | 1.02 | [7 empty] | 0 | 0 | 0
solar | thermal solar plant | - | 275 |  |  |  | 0 | 0 | [8 empty] | 0 | 0 |  |  |  |  | thermal solar plant | - | 275 |  |  |  | 0 | 0 | [8 empty] | 0 | 0 |  |  |  |  | thermal solar plant | - |  |  |  |  | 1 | 1 | 1 | [7 empty] | 0 | 0 | 0
chp | combined heat and power engine |  | 275 |  |  |  | 0.7 | 0.7 | [8 empty] | 2.3705 | 0.44454 |  |  |  |  | combined heat and power engine |  | 275 |  |  |  | 0.7 | 0.7 | [8 empty] | 1.8964 | 0.35563 |  |  |  |  | combined heat and power engine | [5 empty] | 0.7 | 0.7 | 0.7 | [7 empty] | 1.8964 | 0.35563 | 0.35563
hp_exair_D | exhaust air heat pump | from 1995 | 275 |  |  |  | 0.3 | 0.3 | [8 empty] | 1.3982 | 1.0134 |  |  |  |  | exhaust air heat pump | from 1995 | 275 |  |  |  | 0.3 | 0.3 | [8 empty] | 1.1185 | 0.81069 |  |  |  |  | exhaust air heat pump | from 1995 |  |  |  |  | 0.3 | 0.3 | 0.3 | [7 empty] | 1.1185 | 0.81069 | 0.81069
hp_u_D | unknown heat pump type | from 1995 | 275 |  |  |  | 0.30848 | 0.30848 | [8 empty] | 1.3982 | 1.0134 |  |  |  |  | unknown heat pump type | from 1995 | 275 |  |  |  | 0.30848 | 0.30848 | [8 empty] | 1.1185 | 0.81069 |  |  |  |  | unknown heat pump type | from 1995 |  |  |  |  | 0.29802 | 0.29802 | 0.29802 | [7 empty] | 0.804 | 0.67 | 0.603
hg_u_hp | unknown second heat generator accompanying a heat pump |  | 275 |  |  |  | 0.61 | 0.61 | [8 empty] | 0 | 0 |  |  |  |  | unknown second heat generator accompanying a heat pump |  | 275 |  |  |  | 0.61 | 0.61 | [8 empty] | 0 | 0 |  |  |  |  | unknown second heat generator accompanying a heat pump | [5 empty] | 0.61 | 0.61 | 1.61 | [7 empty] | 0 | 0 | 0
b_u_D | boiler, type unknown | from 1995 | 275 |  |  |  | 1.0748 | 1.0451 | [8 empty] | 2.3705 | 0.44454 |  |  |  |  | boiler, type unknown | from 1995 | 275 |  |  |  | 1.0748 | 1.0451 | [8 empty] | 1.8964 | 0.35563 |  |  |  |  | boiler, type unknown | from 1995 |  |  |  |  | 1.0889 | 1.0662 | 1.0535 | [7 empty] | 0.7 | 0.4 | 0.2
mv_supex_he60 | supply / exhaust air ventilation system, 60% heat recovery |  | 275 |  |  |  | 0 | 0 |  |  |  | 16.875 |  |  |  |  | 0 | 0 |  |  |  |  | supply / exhaust air ventilation system, 60% heat recovery |  | 275 |  |  |  | 0 | 0 |  |  |  | 13.5 |  |  |  |  | 0 | 0 |  |  |  |  | supply / exhaust air ventilation system, 60% heat recovery | [5 empty] | 0 | 0 | 0 |  |  | 13.5 |  |  |  |  | 0 | 0 | 0
mv_supex_he70 | supply / exhaust air ventilation system, 70% heat recovery |  | 275 |  |  |  | 0 | 0 |  |  |  | 19.1875 |  |  |  |  | 0 | 0 |  |  |  |  | supply / exhaust air ventilation system, 70% heat recovery |  | 275 |  |  |  | 0 | 0 |  |  |  | 15.35 |  |  |  |  | 0 | 0 |  |  |  |  | supply / exhaust air ventilation system, 70% heat recovery | [5 empty] | 0 | 0 | 0 |  |  | 15.35 |  |  |  |  | 0 | 0 | 0
mv_supex_he80 | supply / exhaust air ventilation system, 80% heat recovery |  | 275 |  |  |  | 0 | 0 |  |  |  | 21.5 |  |  |  |  | 0 | 0 |  |  |  |  | supply / exhaust air ventilation system, 80% heat recovery |  | 275 |  |  |  | 0 | 0 |  |  |  | 17.2 |  |  |  |  | 0 | 0 |  |  |  |  | supply / exhaust air ventilation system, 80% heat recovery | [5 empty] | 0 | 0 | 0 |  |  | 17.2 |  |  |  |  | 0 | 0 | 0
mv_ex | exhaust air mechanical ventilation |  | 275 |  |  |  | 0 | 0 |  |  |  | 4 |  |  |  |  | 0 | 0 | 0 |  |  |  | exhaust air mechanical ventilation | [5 empty] | 0 | 0 | 0 |  |  | 3.2 |  |  |  |  | 0 | 0 | 0 |  |  |  | exhaust air mechanical ventilation | [5 empty] | 0 | 0 | 0 |  |  | 3.2 |  |  |  |  | 0 | 0 | 0

## tab system
Domestic hot water - heat distribution
tab_system_wd
|  |  | description | range | 1-1 | 1-2 | 1-3 | 1-4 | 2-1 | 2-2 | 2-3 | 2-4 | 2-5 | 3-1 | 3-2 | 3-3 | 3-4 | 3-5 | 4-1 | 4-2 | 4-3 | 4-4 | 4-5
1 | de.KVEP.A_C_living
| de.KVEP.A_C_living | label building size |  |  | 2-1: 1 to 2 storeys; 2-2: 3 to 5 storeys; 2-3: 6 and more storeys; 3-1: 1 to 2 storeys; 3-2: 3 to 5 storeys; 3-3: 6 and more storeys; 4-1: 1 to 2 storeys; 4-2: 3 and more storeys
| de.KVEP.A_C_living | parameter 1 | n_storeys | lower limit | 2-1: 1; 2-2: 3; 2-3: 6; 3-1: 1; 3-2: 3; 3-3: 6; 4-1: 1; 4-2: 3
| de.KVEP.A_C_living | parameter 2 | n_storeys | upper limit | 2-1: 2; 2-2: 5; 3-1: 2; 3-2: 5; 4-1: 2
| de.KVEP.A_C_living | quantity |  |  | 1-1: duration heating period; 2-1: heat losses; 2-2: heat losses; 2-3: heat losses; 3-1: contribution to heating; 3-2: contribution to heating; 3-3: contribution to heating; 4-1: auxiliary energy demand; 4-2: auxiliary energy demand
| de.KVEP.A_C_living | unit |  |  | 1-1: d/a; 2-1: kWh per sqm A_Wohn; 2-2: kWh per sqm A_Wohn; 2-3: kWh per sqm A_Wohn; 3-1: kWh per sqm A_Wohn; 3-2: kWh per sqm A_Wohn; 3-3: kWh per sqm A_Wohn; 4-1: kWh per sqm A_Wohn; 4-2: kWh per sqm A_Wohn
| de.KVEP.A_C_living | c_circ_A | central system with circulation | until 1978 | 1-1: 275; 2-1: 29.6158; 2-2: 38.4875; 2-3: 34.0465; 3-1: 15.3313; 3-2: 19.3674; 3-3: 19.3674; 4-1: 1.1312; 4-2: 0.66347 | z70mZ | zentrale Verteilung mit Zirkulation | 50er bis 70er
| de.KVEP.A_C_living | c_circ_A_mod | central system with circulation | until 1978, insulation modernised | 1-1: 275; 2-1: 26.7778; 2-2: 34.3648; 2-3: 32.1443; 3-1: 15.3313; 3-2: 19.3674; 3-3: 19.3674; 4-1: 1.1312; 4-2: 0.66347 | z70mZMod | zentrale Verteilung mit Zirkulation | 50er bis 70er, nachträgl. gedämmt
| de.KVEP.A_C_living | c_circ_C | central system with circulation | from 1979 to 1994 | 1-1: 275; 2-1: 10.7664; 2-2: 12.8514; 2-3: 10.6308; 3-1: 5.0774; 3-2: 5.5899; 3-3: 5.5899; 4-1: 1.1312; 4-2: 0.66347 | z90mZ | zentrale Verteilung mit Zirkulation | 80er und 90er
| de.KVEP.A_C_living | c_circ_D | central system with circulation | from 1995 | 1-1: 275; 2-1: 7.1001; 2-2: 9.1851; 2-3: 6.9646; 3-1: 2.7295; 3-2: 3.242; 3-3: 3.242; 4-1: 1.1312; 4-2: 0.66347 | zEnEVmZ | zentr. Vert. mit Zirk. inkl. Qualitätssicherung | EnEV
| de.KVEP.A_C_living | c_nocirc_A | central system no circulation | until 1978 | 1-1: 275; 2-1: 14.0056; 2-2: 14.0056; 2-3: 14.0056; 3-1: 6.5742; 3-2: 6.5742; 3-3: 6.5742; 4-1: 0; 4-2: 0 | z70oZ | zentrale Verteilung ohne Zirkulation | 50er bis 70er
| de.KVEP.A_C_living | c_nocirc_A_mod | central system no circulation | until 1978, insulation modernised | 1-1: 275; 2-1: 12.1356; 2-2: 12.1356; 2-3: 12.1356; 3-1: 6.5742; 3-2: 6.5742; 3-3: 6.5742; 4-1: 0; 4-2: 0 | z70oZMod | zentrale Verteilung ohne Zirkulation | 50er bis 70er, nachträgl. gedämmt
| de.KVEP.A_C_living | c_nocirc_C | central system no circulation | from 1979 to 1994 | 1-1: 275; 2-1: 8.4693; 2-2: 8.4693; 2-3: 8.4693; 3-1: 4.2263; 3-2: 4.2263; 3-3: 4.2263; 4-1: 0; 4-2: 0 | z90oZ | zentrale Verteilung ohne Zirkulation | 80er und 90er
| de.KVEP.A_C_living | c_nocirc_D | central system no circulation | from 1995 | 1-1: 275; 2-1: 4.803; 2-2: 4.803; 2-3: 4.803; 3-1: 1.8783; 3-2: 1.8783; 3-3: 1.8783; 4-1: 0; 4-2: 0 | zEnEVoZ | zentr. Vert. ohne Zirk. inkl. Qualitätssicherung | EnEV
| de.KVEP.A_C_living | d_C | decentral system | until 1994 | 1-1: 275; 2-1: 5.1328; 2-2: 5.1328; 2-3: 5.1328; 3-1: 3.2871; 3-2: 3.2871; 3-3: 3.2871; 4-1: 0; 4-2: 0 | d90 | dezentrales System | bis 90er
| de.KVEP.A_C_living | d_D | decentral system | from 1995 | 1-1: 275; 2-1: 1.4665; 2-2: 1.4665; 2-3: 1.4665; 3-1: 0.93917; 3-2: 0.93917; 3-3: 0.93917; 4-1: 0; 4-2: 0 | dEnEV | dezentrales System | EnEV
| de.KVEP.A_C_living | c_circ_u | central system "unknown" (no further information available) |  | 1-1: 275; 2-1: 23.097; 2-2: 29.6613; 2-3: 25.9752; 3-1: 11.7745; 3-2: 14.6126; 3-3: 14.6126; 4-1: 1.1312; 4-2: 0.66347
| de.KVEP.A_C_living | c_nocirc_u | central system "unknown" (no further information available) |  | 1-1: 275; 2-1: 12.0133; 2-2: 12.0133; 2-3: 12.0133; 3-1: 5.7055; 3-2: 5.7055; 3-3: 5.7055; 4-1: 0; 4-2: 0
| de.KVEP.A_C_living | c_u | central system "unknown" (no further information available) |  | 1-1: 275; 2-1: 18.4418; 2-2: 22.2491; 2-3: 20.1112; 3-1: 9.2255; 3-2: 10.8716; 3-3: 10.8716; 4-1: 0.6561; 4-2: 0.38481
de.KVEP.A_C_living
de.KVEP.A_C_living
2 | de.KVEP.A_C_national
| de.KVEP.A_C_national | label building size |  |  | 2-1: 1 to 2 storeys; 2-2: 3 to 5 storeys; 2-3: 6 and more storeys; 3-1: 1 to 2 storeys; 3-2: 3 to 5 storeys; 3-3: 6 and more storeys; 4-1: 1 to 2 storeys; 4-2: 3 and more storeys
| de.KVEP.A_C_national | parameter 1 | n_storeys | lower limit | 2-1: 1; 2-2: 3; 2-3: 6; 3-1: 1; 3-2: 3; 3-3: 6; 4-1: 1; 4-2: 3
| de.KVEP.A_C_national | parameter 2 | n_storeys | upper limit | 2-1: 2; 2-2: 5; 3-1: 2; 3-2: 5; 4-1: 2
| de.KVEP.A_C_national | quantity |  |  | 1-1: duration heating period; 2-1: heat losses; 2-2: heat losses; 2-3: heat losses; 3-1: contribution to heating; 3-2: contribution to heating; 3-3: contribution to heating; 4-1: auxiliary energy demand; 4-2: auxiliary energy demand
| de.KVEP.A_C_national | unit |  |  | 1-1: d/a; 2-1: kWh per sqm A_N; 2-2: kWh per sqm A_N; 2-3: kWh per sqm A_N; 3-1: kWh per sqm A_N; 3-2: kWh per sqm A_N; 3-3: kWh per sqm A_N; 4-1: kWh per sqm A_N; 4-2: kWh per sqm A_N
| de.KVEP.A_C_national | c_circ_A | central system with circulation | until 1978 | 1-1: 275; 2-1: 23.6926; 2-2: 30.79; 2-3: 27.2372; 3-1: 12.265; 3-2: 15.4939; 3-3: 15.4939; 4-1: 0.90497; 4-2: 0.53077
| de.KVEP.A_C_national | c_circ_A_mod | central system with circulation | until 1978, insulation modernised | 1-1: 275; 2-1: 21.4222; 2-2: 27.4919; 2-3: 25.7154; 3-1: 12.265; 3-2: 15.4939; 3-3: 15.4939; 4-1: 0.90497; 4-2: 0.53077
| de.KVEP.A_C_national | c_circ_C | central system with circulation | from 1979 to 1994 | 1-1: 275; 2-1: 8.6131; 2-2: 10.2811; 2-3: 8.5047; 3-1: 4.0619; 3-2: 4.4719; 3-3: 4.4719; 4-1: 0.90497; 4-2: 0.53077
| de.KVEP.A_C_national | c_circ_D | central system with circulation | from 1995 | 1-1: 275; 2-1: 5.6801; 2-2: 7.3481; 2-3: 5.5716; 3-1: 2.1836; 3-2: 2.5936; 3-3: 2.5936; 4-1: 0.90497; 4-2: 0.53077
| de.KVEP.A_C_national | c_nocirc_A | central system no circulation | until 1978 | 1-1: 275; 2-1: 11.2045; 2-2: 11.2045; 2-3: 11.2045; 3-1: 5.2594; 3-2: 5.2594; 3-3: 5.2594; 4-1: 0; 4-2: 0
| de.KVEP.A_C_national | c_nocirc_A_mod | central system no circulation | until 1978, insulation modernised | 1-1: 275; 2-1: 9.7085; 2-2: 9.7085; 2-3: 9.7085; 3-1: 5.2594; 3-2: 5.2594; 3-3: 5.2594; 4-1: 0; 4-2: 0
| de.KVEP.A_C_national | c_nocirc_C | central system no circulation | from 1979 to 1994 | 1-1: 275; 2-1: 6.7754; 2-2: 6.7754; 2-3: 6.7754; 3-1: 3.381; 3-2: 3.381; 3-3: 3.381; 4-1: 0; 4-2: 0
| de.KVEP.A_C_national | c_nocirc_D | central system no circulation | from 1995 | 1-1: 275; 2-1: 3.8424; 2-2: 3.8424; 2-3: 3.8424; 3-1: 1.5027; 3-2: 1.5027; 3-3: 1.5027; 4-1: 0; 4-2: 0
| de.KVEP.A_C_national | d_C | decentral system | until 1994 | 1-1: 275; 2-1: 4.1063; 2-2: 4.1063; 2-3: 4.1063; 3-1: 2.6297; 3-2: 2.6297; 3-3: 2.6297; 4-1: 0; 4-2: 0
| de.KVEP.A_C_national | d_D | decentral system | from 1995 | 1-1: 275; 2-1: 1.1732; 2-2: 1.1732; 2-3: 1.1732; 3-1: 0.75134; 3-2: 0.75134; 3-3: 0.75134; 4-1: 0; 4-2: 0
| de.KVEP.A_C_national | c_circ_u | central system "unknown" (no further information available) |  | 1-1: 275; 2-1: 18.4776; 2-2: 23.729; 2-3: 20.7801; 3-1: 9.4196; 3-2: 11.6901; 3-3: 11.6901; 4-1: 0.90497; 4-2: 0.53077
| de.KVEP.A_C_national | c_nocirc_u | central system "unknown" (no further information available) |  | 1-1: 275; 2-1: 9.6106; 2-2: 9.6106; 2-3: 9.6106; 3-1: 4.5644; 3-2: 4.5644; 3-3: 4.5644; 4-1: 0; 4-2: 0
| de.KVEP.A_C_national | c_u | central system "unknown" (no further information available) |  | 1-1: 275; 2-1: 14.7535; 2-2: 17.7993; 2-3: 16.0889; 3-1: 7.3804; 3-2: 8.6973; 3-3: 8.6973; 4-1: 0.52488; 4-2: 0.30785
de.KVEP.A_C_national
de.KVEP.A_C_national
3 | de.EnEV.2007.A_C_national
| de.EnEV.2007.A_C_national | label building size |  |  | 2-1: 150 m² A_N; 2-2: 500 m² A_N; 2-3: 2500 m² A_N; 3-1: 150 m² A_N; 3-2: 500 m² A_N; 3-3: 2500 m² A_N; 4-1: 150 m² A_N; 4-2: 500 m² A_N; 4-3: 2500 m² A_N
| de.EnEV.2007.A_C_national | parameter 1 | A_N |  | 2-1: 150; 2-2: 500; 2-3: 2500; 3-1: 150; 3-2: 500; 3-3: 2500; 4-1: 150; 4-2: 500; 4-3: 2500
| de.EnEV.2007.A_C_national | parameter 2
| de.EnEV.2007.A_C_national | quantity |  |  | 1-1: duration heating period; 2-1: heat losses; 2-2: heat losses; 2-3: heat losses; 3-1: contribution to heating; 3-2: contribution to heating; 3-3: contribution to heating; 4-1: auxiliary energy demand; 4-2: auxiliary energy demand; 4-3: auxiliary energy demand
| de.EnEV.2007.A_C_national | unit |  |  | 1-1: d/a; 2-1: kWh per sqm A_N; 2-2: kWh per sqm A_N; 2-3: kWh per sqm A_N; 3-1: kWh per sqm A_N; 3-2: kWh per sqm A_N; 3-3: kWh per sqm A_N; 4-1: kWh per sqm A_N; 4-2: kWh per sqm A_N; 4-3: kWh per sqm A_N
| de.EnEV.2007.A_C_national | c_circ_A | central system with circulation | until 1978 | 2-1: 68.6; 2-2: 47.4; 2-3: 38.9; 3-1: 12.4; 3-2: 14.6; 3-3: 38.9; 4-1: 1.4; 4-2: 0.8; 4-3: 0.6
| de.EnEV.2007.A_C_national | c_circ_A_mod | central system with circulation | until 1978, insulation modernised | 2-1: 41.9; 2-2: 35.4; 2-3: 33.2; 3-1: 12.4; 3-2: 14.6; 3-3: 15.9; 4-1: 1.4; 4-2: 0.8; 4-3: 0.6
| de.EnEV.2007.A_C_national | c_circ_C | central system with circulation | from 1979 to 1994 | 2-1: 27.3; 2-2: 22.6; 2-3: 21; 3-1: 8.2; 3-2: 9.3; 3-3: 9.9; 4-1: 1.4; 4-2: 0.8; 4-3: 0.6
| de.EnEV.2007.A_C_national | c_circ_D | central system with circulation | from 1995 | 2-1: 11.6; 2-2: 7.6; 2-3: 6.6; 3-1: 1.7; 3-2: 1.9; 3-3: 2.2; 4-1: 0.8; 4-2: 0.3; 4-3: 0.1
| de.EnEV.2007.A_C_national | c_nocirc_A | central system no circulation | until 1978 | 2-1: 17; 2-2: 10.4; 2-3: 8.1; 3-1: 3.5; 3-2: 3.5; 3-3: 3.5; 4-1: 0; 4-2: 0; 4-3: 0
| de.EnEV.2007.A_C_national | c_nocirc_A_mod | central system no circulation | until 1978, insulation modernised | 2-1: 12.6; 2-2: 8.8; 2-3: 7.4; 3-1: 3.5; 3-2: 3.5; 3-3: 3.5; 4-1: 0; 4-2: 0; 4-3: 0
| de.EnEV.2007.A_C_national | c_nocirc_C | central system no circulation | from 1979 to 1994 | 2-1: 10.8; 2-2: 8.3; 2-3: 7.5; 3-1: 3.7; 3-2: 3.7; 3-3: 3.7; 4-1: 0; 4-2: 0; 4-3: 0
| de.EnEV.2007.A_C_national | c_nocirc_D | central system no circulation | from 1995 | 2-1: 5.4; 2-2: 3.4; 2-3: 2.8; 3-1: 1; 3-2: 1; 3-3: 1; 4-1: 0; 4-2: 0; 4-3: 0
| de.EnEV.2007.A_C_national | d_C | decentral system | until 1994 | 2-1: 3.8; 2-2: 3.8; 2-3: 3.8; 3-1: 2; 3-2: 2; 3-3: 2; 4-1: 0; 4-2: 0; 4-3: 0
| de.EnEV.2007.A_C_national | d_D | decentral system | from 1995 | 2-1: 1.5; 2-2: 1.5; 2-3: 1.5; 3-1: 0.7; 3-2: 0.7; 3-3: 0.7; 4-1: 0; 4-2: 0; 4-3: 0
| de.EnEV.2007.A_C_national | c_circ_u | central system "unknown" (no further information available) |  | 2-1: 54.087; 2-2: 38.518; 2-3: 32.382; 3-1: 10.777; 3-2: 12.576; 3-3: 28.809; 4-1: 1.382; 4-2: 0.785; 4-3: 0.585
| de.EnEV.2007.A_C_national | c_nocirc_u | central system "unknown" (no further information available) |  | 2-1: 14.73; 2-2: 9.539; 2-3: 7.755; 3-1: 3.487; 3-2: 3.487; 3-3: 3.487; 4-1: 0; 4-2: 0; 4-3: 0
| de.EnEV.2007.A_C_national | c_u | central system "unknown" (no further information available) |  | 2-1: 37.5571; 2-2: 26.3468; 2-3: 22.0387; 3-1: 7.7152; 3-2: 8.7586; 3-3: 18.1738; 4-1: 0.80156; 4-2: 0.4553; 4-3: 0.3393
de.EnEV.2007.A_C_national
de.EnEV.2007.A_C_national
de.EnEV.2007.A_C_national
4
|  | label building size |  |  | 2-1: 150 m² A_N; 2-2: 500 m² A_N; 2-3: 2500 m² A_N; 3-1: 150 m² A_N; 3-2: 500 m² A_N; 3-3: 2500 m² A_N; 4-1: 150 m² A_N; 4-2: 500 m² A_N; 4-3: 2500 m² A_N
|  | parameter 1 | A_N |  | 2-1: 150; 2-2: 500; 2-3: 2500; 3-1: 150; 3-2: 500; 3-3: 2500; 4-1: 150; 4-2: 500; 4-3: 2500
parameter 2
|  | quantity |  |  | 1-1: duration heating period; 2-1: heat losses; 2-2: heat losses; 2-3: heat losses; 3-1: contribution to heating; 3-2: contribution to heating; 3-3: contribution to heating; 4-1: auxiliary energy demand; 4-2: auxiliary energy demand
|  | unit |  |  | 1-1: d/a; 2-1: kWh per sqm A_N; 2-2: kWh per sqm A_N; 2-3: kWh per sqm A_N; 3-1: kWh per sqm A_N; 3-2: kWh per sqm A_N; 3-3: kWh per sqm A_N; 4-1: kWh per sqm A_N; 4-2: kWh per sqm A_N
|  | c_circ_A_mod | central system with circulation | until 1978, insulation modernised
|  | c_circ_C | central system with circulation | from 1979 to 1994
|  | c_circ_D | central system with circulation | from 1995
|  | c_nocirc_A | central system no circulation | until 1978
|  | c_nocirc_A_mod | central system no circulation | until 1978, insulation modernised
|  | c_nocirc_C | central system no circulation | from 1979 to 1994
|  | c_nocirc_D | central system no circulation | from 1995
|  | d_C | decentral system | until 1994
|  | d_D | decentral system | from 1995
|  | c_u | central system "unknown" (no further information available)
Domestic hot water - heat storage
tab_system_ws
|  |  | description | range | 1-1 | 1-2 | 1-3 | 1-4 | 2-1 | 2-2 | 2-3 | 2-4 | 2-5 | 3-1 | 3-2 | 3-3 | 3-4 | 3-5 | 4-1 | 4-2 | 4-3 | 4-4 | 4-5
1 | de.KVEP.A_C_living
| de.KVEP.A_C_living | label building size |  |  | 2-1: 1 to 2 apartments; 2-2: 3 to 7 apartments; 2-3: 8 and more apartments; 3-1: 1 to 2 apartments; 3-2: 3 to 7 apartments; 3-3: 8 and more apartments; 4-1: 1 to 2 apartments; 4-2: 3 and more apartments
| de.KVEP.A_C_living | parameter 1 | n_apartment | lower limit | 2-1: 1; 2-2: 3; 2-3: 8; 3-1: 1; 3-2: 3; 3-3: 8; 4-1: 1; 4-2: 3
| de.KVEP.A_C_living | parameter 2 | n_apartment | upper limit | 2-1: 2; 2-2: 7; 3-1: 2; 3-2: 7; 4-1: 2
| de.KVEP.A_C_living | quantity |  |  | 1-1: duration heating period; 2-1: heat losses; 2-2: heat losses; 2-3: heat losses; 3-1: contribution to heating; 3-2: contribution to heating; 3-3: contribution to heating; 4-1: auxiliary energy demand; 4-2: auxiliary energy demand
| de.KVEP.A_C_living | unit |  |  | 1-1: d/a; 2-1: kWh per sqm A_Wohn; 2-2: kWh per sqm A_Wohn; 2-3: kWh per sqm A_Wohn; 3-1: kWh per sqm A_Wohn; 3-2: kWh per sqm A_Wohn; 3-3: kWh per sqm A_Wohn; 4-1: kWh per sqm A_Wohn; 4-2: kWh per sqm A_Wohn
| de.KVEP.A_C_living | cs_e_C | central hot water storage, outside thermal envelope | until 1994 | 1-1: 275; 2-1: 11.4948; 2-2: 4.2015; 2-3: 2.0175; 3-1: 0; 3-2: 0; 3-3: 0; 4-1: 0.10727; 4-2: 0.058768 | ZS94a | zentraler WW-Speicher außerh. th. H. | bis 1994
| de.KVEP.A_C_living | cs_e_D | central hot water storage, outside thermal envelope | from 1995 | 1-1: 275; 2-1: 6.1994; 2-2: 2.461; 2-3: 1.1435; 3-1: 0; 3-2: 0; 3-3: 0; 4-1: 0.10727; 4-2: 0.058768 | ZS95a | zentraler WW-Speicher außerh. th. H. | ab 1995
| de.KVEP.A_C_living | cs_i_C | central hot water storage, inside thermal envelope | until 1994 | 1-1: 275; 2-1: 11.4948; 2-2: 4.2015; 2-3: 2.0175; 3-1: 7.3614; 3-2: 2.6907; 3-3: 1.292; 4-1: 0.10727; 4-2: 0.058768 | ZS94i | zentraler WW-Speicher innerh. th. H. | bis 1994
| de.KVEP.A_C_living | cs_i_D | central hot water storage, inside thermal envelope | from 1995 | 1-1: 275; 2-1: 6.1994; 2-2: 2.461; 2-3: 1.1435; 3-1: 3.9702; 3-2: 1.5761; 3-3: 0.73232; 4-1: 0.10727; 4-2: 0.058768 | ZS95i | zentraler WW-Speicher innerh. th. H. | ab 1995
| de.KVEP.A_C_living | ghs | directly gas heated hot water storage |  | 1-1: 275; 2-1: 24.6814; 2-2: 24.6814; 2-3: 24.6814; 3-1: 0; 3-2: 0; 3-3: 0; 4-1: 0; 4-2: 0 | GS | Gas-beheizter Trinkwasserspeicher | -
| de.KVEP.A_C_living | ds_C | decentral electric hot water storage | until 1994 | 1-1: 275; 2-1: 4.0386; 2-2: 4.0386; 2-3: 4.0386; 3-1: 2.5864; 3-2: 2.5864; 3-3: 2.5864; 4-1: 0; 4-2: 0 | EKS94 | Elektro-Kleinspeicher | bis 1994
| de.KVEP.A_C_living | ds_D | decentral electric hot water storage | from 1995 | 1-1: 275; 2-1: 3.2309; 2-2: 3.2309; 2-3: 3.2309; 3-1: 2.0691; 3-2: 2.0691; 3-3: 2.0691; 4-1: 0; 4-2: 0 | EKS95 | Elektro-Kleinspeicher | ab 1995
de.KVEP.A_C_living
de.KVEP.A_C_living
2 | de.KVEP.A_C_national
| de.KVEP.A_C_national | label building size |  |  | 2-1: 1 to 2 apartments; 2-2: 3 to 7 apartments; 2-3: 8 and more apartments; 3-1: 1 to 2 apartments; 3-2: 3 to 7 apartments; 3-3: 8 and more apartments; 4-1: 1 to 2 apartments; 4-2: 3 and more apartments
| de.KVEP.A_C_national | parameter 1 | n_apartment | lower limit | 2-1: 1; 2-2: 3; 2-3: 8; 3-1: 1; 3-2: 3; 3-3: 8; 4-1: 1; 4-2: 3
| de.KVEP.A_C_national | parameter 2 | n_apartment | upper limit | 2-1: 2; 2-2: 7; 3-1: 2; 3-2: 7; 4-1: 2
| de.KVEP.A_C_national | quantity |  |  | 1-1: duration heating period; 2-1: heat losses; 2-2: heat losses; 2-3: heat losses; 3-1: contribution to heating; 3-2: contribution to heating; 3-3: contribution to heating; 4-1: auxiliary energy demand; 4-2: auxiliary energy demand
| de.KVEP.A_C_national | unit |  |  | 1-1: d/a; 2-1: kWh per sqm A_N; 2-2: kWh per sqm A_N; 2-3: kWh per sqm A_N; 3-1: kWh per sqm A_N; 3-2: kWh per sqm A_N; 3-3: kWh per sqm A_N; 4-1: kWh per sqm A_N; 4-2: kWh per sqm A_N
| de.KVEP.A_C_national | cs_e_C | central hot water storage, outside thermal envelope | until 1994 | 1-1: 275; 2-1: 9.1958; 2-2: 3.3612; 2-3: 1.614; 3-1: 0; 3-2: 0; 3-3: 0; 4-1: 0.085816; 4-2: 0.047014
| de.KVEP.A_C_national | cs_e_D | central hot water storage, outside thermal envelope | from 1995 | 1-1: 275; 2-1: 4.9595; 2-2: 1.9688; 2-3: 0.91481; 3-1: 0; 3-2: 0; 3-3: 0; 4-1: 0.085816; 4-2: 0.047014
| de.KVEP.A_C_national | cs_i_C | central hot water storage, inside thermal envelope | until 1994 | 1-1: 275; 2-1: 9.1958; 2-2: 3.3612; 2-3: 1.614; 3-1: 5.8891; 3-2: 2.1526; 3-3: 1.0336; 4-1: 0.085816; 4-2: 0.047014
| de.KVEP.A_C_national | cs_i_D | central hot water storage, inside thermal envelope | from 1995 | 1-1: 275; 2-1: 4.9595; 2-2: 1.9688; 2-3: 0.91481; 3-1: 3.1761; 3-2: 1.2609; 3-3: 0.58585; 4-1: 0.085816; 4-2: 0.047014
| de.KVEP.A_C_national | ghs | directly gas heated hot water storage |  | 1-1: 275; 2-1: 19.7452; 2-2: 19.7452; 2-3: 19.7452; 3-1: 0; 3-2: 0; 3-3: 0; 4-1: 0; 4-2: 0
| de.KVEP.A_C_national | ds_C | decentral electric hot water storage | until 1994 | 1-1: 275; 2-1: 3.2309; 2-2: 3.2309; 2-3: 3.2309; 3-1: 2.0691; 3-2: 2.0691; 3-3: 2.0691; 4-1: 0; 4-2: 0
| de.KVEP.A_C_national | ds_D | decentral electric hot water storage | from 1995 | 1-1: 275; 2-1: 2.5847; 2-2: 2.5847; 2-3: 2.5847; 3-1: 1.6553; 3-2: 1.6553; 3-3: 1.6553; 4-1: 0; 4-2: 0
de.KVEP.A_C_national
de.KVEP.A_C_national
de.KVEP.A_C_national
3 | de.EnEV.2007.A_C_national
| de.EnEV.2007.A_C_national | label building size |  |  | 2-1: 150 m² A_N; 2-2: 500 m² A_N; 2-3: 2500 m² A_N; 3-1: 150 m² A_N; 3-2: 500 m² A_N; 3-3: 2500 m² A_N; 4-1: 150 m² A_N; 4-2: 500 m² A_N; 4-3: 2500 m² A_N
| de.EnEV.2007.A_C_national | parameter 1 | A_N |  | 2-1: 150; 2-2: 500; 2-3: 2500; 3-1: 150; 3-2: 500; 3-3: 2500; 4-1: 150; 4-2: 500; 4-3: 2500
| de.EnEV.2007.A_C_national | parameter 2
| de.EnEV.2007.A_C_national | quantity |  |  | 1-1: duration heating period; 2-1: heat losses; 2-2: heat losses; 2-3: heat losses; 3-1: contribution to heating; 3-2: contribution to heating; 3-3: contribution to heating; 4-1: auxiliary energy demand; 4-2: auxiliary energy demand; 4-3: auxiliary energy demand
| de.EnEV.2007.A_C_national | unit |  |  | 1-1: d/a; 2-1: kWh per sqm A_N; 2-2: kWh per sqm A_N; 2-3: kWh per sqm A_N; 3-1: kWh per sqm A_N; 3-2: kWh per sqm A_N; 3-3: kWh per sqm A_N; 4-1: kWh per sqm A_N; 4-2: kWh per sqm A_N; 4-3: kWh per sqm A_N
| de.EnEV.2007.A_C_national | cs_e_C | central storage, outside thermal envelope | until 1994 | 2-1: 5.1; 2-2: 1.8; 2-3: 0.5; 3-1: 0; 3-2: 0; 3-3: 0; 4-1: 0.2; 4-2: 0.2; 4-3: 0.3
| de.EnEV.2007.A_C_national | cs_e_D | central storage, outside thermal envelope | from 1995 | 2-1: 5.1; 2-2: 1.8; 2-3: 0.5; 3-1: 0; 3-2: 0; 3-3: 0; 4-1: 0.2; 4-2: 0.2; 4-3: 0.3
| de.EnEV.2007.A_C_national | cs_i_C | central storage, inside thermal envelope | until 1994 | 2-1: 4.2; 2-2: 1.4; 2-3: 0.4; 3-1: 2.2; 3-2: 0.8; 3-3: 0.2; 4-1: 0.2; 4-2: 0.2; 4-3: 0.3
| de.EnEV.2007.A_C_national | cs_i_D | central storage, inside thermal envelope | from 1995 | 2-1: 4.2; 2-2: 1.4; 2-3: 0.4; 3-1: 2.2; 3-2: 0.8; 3-3: 0.2; 4-1: 0.2; 4-2: 0.2; 4-3: 0.3
| de.EnEV.2007.A_C_national | ghs | directly gas heated storage |  | 2-1: 18; 2-2: 11.9; 2-3: 11.9; 3-1: 0; 3-2: 0; 3-3: 0; 4-1: 0; 4-2: 0; 4-3: 0
| de.EnEV.2007.A_C_national | ds_C | decentral electric heat storage | until 1994 | 2-1: 1.5; 2-2: 1.5; 2-3: 1.5; 3-1: 0.8; 3-2: 0.8; 3-3: 0.8; 4-1: 0; 4-2: 0; 4-3: 0
| de.EnEV.2007.A_C_national | ds_D | decentral electric heat storage | from 1995 | 2-1: 1.5; 2-2: 1.5; 2-3: 1.5; 3-1: 0.8; 3-2: 0.8; 3-3: 0.8; 4-1: 0; 4-2: 0; 4-3: 0
de.EnEV.2007.A_C_national
de.EnEV.2007.A_C_national
de.EnEV.2007.A_C_national
4
|  | label building size |  |  | 2-1: 150 m² A_N; 2-2: 500 m² A_N; 2-3: 2500 m² A_N; 3-1: 150 m² A_N; 3-2: 500 m² A_N; 3-3: 2500 m² A_N; 4-1: 150 m² A_N; 4-2: 500 m² A_N; 4-3: 2500 m² A_N
|  | parameter 1 | A_N |  | 2-1: 150; 2-2: 500; 2-3: 2500; 3-1: 150; 3-2: 500; 3-3: 2500; 4-1: 150; 4-2: 500; 4-3: 2500
parameter 2
|  | quantity |  |  | 1-1: duration heating period; 2-1: heat losses; 2-2: heat losses; 2-3: heat losses; 3-1: contribution to heating; 3-2: contribution to heating; 3-3: contribution to heating; 4-1: auxiliary energy demand; 4-2: auxiliary energy demand; 4-3: auxiliary energy demand
|  | unit |  |  | 1-1: d/a; 2-1: kWh per sqm A_N; 2-2: kWh per sqm A_N; 2-3: kWh per sqm A_N; 3-1: kWh per sqm A_N; 3-2: kWh per sqm A_N; 3-3: kWh per sqm A_N; 4-1: kWh per sqm A_N; 4-2: kWh per sqm A_N; 4-3: kWh per sqm A_N
|  | cs_e_C | central storage, outside thermal envelope | until 1994
|  | cs_e_D | central storage, outside thermal envelope | from 1995
|  | cs_i_C | central storage, inside thermal envelope | until 1994
|  | cs_i_D | central storage, inside thermal envelope | from 1995
|  | ghs | directly gas heated storage
|  | ds_C | decentral electric heat storage | until 1994
|  | ds_D | decentral electric heat storage | from 1995
Domestic hot water - heat generation
tab_system_wg
|  |  | description | range | 1-1 | 1-2 | 1-3 | 1-4 | 2-1 | 2-2 | 2-3 | 2-4 | 2-5 | 3-1 | 3-2 | 3-3 | 3-4 | 3-5 | 4-1 | 4-2 | 4-3 | 4-4 | 4-5
1 | de.KVEP.A_C_living
| de.KVEP.A_C_living | label building size |  |  | 2-1: 1 to 2 apartments; 2-2: 3 and more apartments; 3-1: 1 to 2 apartments; 3-2: 3 and more apartments; 4-1: 1 to 2 apartments; 4-2: 3 and more apartments
| de.KVEP.A_C_living | parameter 1 | n_apartment | lower limit | 2-1: 1; 2-2: 3; 3-1: 1; 3-2: 3; 4-1: 1; 4-2: 3
| de.KVEP.A_C_living | parameter 2 | n_apartment | upper limit | 2-1: 2; 3-1: 2; 4-1: 2
| de.KVEP.A_C_living | quantity |  |  | 1-1: duration heating period; 2-1: e_g; 2-2: e_g; 3-1: contribution to hot water generation (fraction); 3-2: contribution to hot water generation (fraction); 4-1: auxiliary energy demand; 4-2: auxiliary energy demand
| de.KVEP.A_C_living | unit |  |  | 1-1: d/a; 4-1: kWh per sqm A_Wohn; 4-2: kWh per sqm A_Wohn
| de.KVEP.A_C_living | b_ct_B | constant temperature non-condensing boiler | until 1986 | 1-1: 275; 2-1: 1.6062; 2-2: 1.3055; 4-1: 0.27146; 4-2: 0.050908 | KTK86 | Konstanttemperatur-Kessel | bis 1986
| de.KVEP.A_C_living | b_ct_C | constant temperature non-condensing boiler | from 1987 to 1994 | 1-1: 275; 2-1: 1.5692; 2-2: 1.2763; 4-1: 0.27146; 4-2: 0.050908 | KTK94 | Konstanttemperatur-Kessel | 1987 bis 1994
| de.KVEP.A_C_living | b_ct_D | constant temperature non-condensing boiler | from 1995 | 1-1: 275; 2-1: 1.4893; 2-2: 1.207; 4-1: 0.27146; 4-2: 0.050908 | KTK95 | Konstanttemperatur-Kessel | ab 1995
| de.KVEP.A_C_living | b_lt_B | low temperature non-condensing boiler | until 1986 | 1-1: 275; 2-1: 1.2606; 2-2: 1.1769; 4-1: 0.27146; 4-2: 0.050908 | NTK86 | Niedertemperatur-Kessel | bis 1986
| de.KVEP.A_C_living | b_lt_C | low temperature non-condensing boiler | from 1987 to 1994 | 1-1: 275; 2-1: 1.2319; 2-2: 1.1508; 4-1: 0.27146; 4-2: 0.050908 | NTK94 | Niedertemperatur-Kessel | 1987 bis 1994
| de.KVEP.A_C_living | b_lt_D | low temperature non-condensing boiler | from 1995 | 1-1: 275; 2-1: 1.1558; 2-2: 1.1002; 4-1: 0.27146; 4-2: 0.050908 | NTK95 | Niedertemperatur-Kessel | ab 1995
| de.KVEP.A_C_living | b_c_B | condensing boiler | until 1986 | 1-1: 275; 2-1: 1.2005; 2-2: 1.1301; 4-1: 0.27146; 4-2: 0.050908 | BWK86 | Brennwert-Kessel | bis 1986
| de.KVEP.A_C_living | b_c_C | condensing boiler | from 1987 to 1994 | 1-1: 275; 2-1: 1.1745; 2-2: 1.1059; 4-1: 0.27146; 4-2: 0.050908 | BWK94 | Brennwert-Kessel | 1987 bis 1994
| de.KVEP.A_C_living | b_c_D | condensing boiler | from 1995 | 1-1: 275; 2-1: 1.121; 2-2: 1.0752; 4-1: 0.27146; 4-2: 0.050908 | BWK95 | Brennwert-Kessel | ab 1995
| de.KVEP.A_C_living | wh_nc_C | gas water heater | until 1994 | 1-1: 275; 2-1: 1.2347; 2-2: 1.2347; 4-1: 0.27146; 4-2: 0.050908 | GT94 | Gas-Therme (Umlaufwasserheizer) | bis 1994
| de.KVEP.A_C_living | wh_nc_D | gas water heater | from 1995 | 1-1: 275; 2-1: 1.1997; 2-2: 1.1997; 4-1: 0.27146; 4-2: 0.050908 | GT95 | Gas-Therme (Umlaufwasserheizer) | ab 1995
| de.KVEP.A_C_living | wh_c_C | gas water heater, condensing | until 1994 | 1-1: 275; 2-1: 1.1986; 2-2: 1.1986; 4-1: 0.27146; 4-2: 0.050908 | BT94 | Gas-Brennwert-Therme | bis 1994
| de.KVEP.A_C_living | wh_c_D | gas water heater, condensing | from 1995 | 1-1: 275; 2-1: 1.1636; 2-2: 1.1636; 4-1: 0.27146; 4-2: 0.050908 | BT95 | Gas-Brennwert-Therme | ab 1995
| de.KVEP.A_C_living | hp_soil_C | electrical heat pump, heat source: soil, ground water or water stream | until 1994 | 1-1: 275; 2-1: 0.32258; 2-2: 0.32258; 4-1: 0.36794; 4-2: 0.26668 | WPE94 | Elektro-Wärmepumpe Erdreich oder Grundw. | bis 1994
| de.KVEP.A_C_living | hp_soil_hr_C | electrical heat pump, heat source: soil, ground water or water stream, with electrical heating rod | until 1994 | 1-1: 275; 2-1: 0.35645; 2-2: 0.35645; 4-1: 0.36794; 4-2: 0.26668 | WPE94mHS | Elektro-WP Erdreich oder Grundw. mit Heizstab | bis 1994
| de.KVEP.A_C_living | hp_soil_D | electrical heat pump, heat source: soil, ground water or water stream | from 1995 | 1-1: 275; 2-1: 0.28693; 2-2: 0.28693; 4-1: 0.36794; 4-2: 0.26668 | WPE95 | Elektro-Wärmepumpe Erdreich oder Grundw. | ab 1995
| de.KVEP.A_C_living | hp_soil_hr_D | electrical heat pump, heat source: soil, ground water or water stream, with electrical heating rod | from 1995 | 1-1: 275; 2-1: 0.32258; 2-2: 0.32258; 4-1: 0.36794; 4-2: 0.26668 | WPE95mHS | Elektro-WP Erdreich oder Grundw. mit Heizstab | ab 1995
| de.KVEP.A_C_living | hp_air_C | electrical heat pump, heat source: air | until 1994 | 1-1: 275; 2-1: 0.41667; 2-2: 0.41667; 4-1: 0.36794; 4-2: 0.26668 | WPL94 | Elektro-Wärmepumpe Außenluft | bis 1994
| de.KVEP.A_C_living | hp_air_hr_C | electrical heat pump, heat source: air, with electrical heating rod | until 1994 | 1-1: 275; 2-1: 0.44583; 2-2: 0.44583; 4-1: 0.36794; 4-2: 0.26668 | WPL94mHS | Elektro-Wärmepumpe Außenluft mit Heizstab | bis 1994
| de.KVEP.A_C_living | hp_air_D | electrical heat pump, heat source: air | from 1995 | 1-1: 275; 2-1: 0.35223; 2-2: 0.35223; 4-1: 0.36794; 4-2: 0.26668 | WPL95 | Elektro-Wärmepumpe Außenluft | ab 1995
| de.KVEP.A_C_living | hp_air_hr_D | electrical heat pump, heat source: air, with electrical heating rod | from 1995 | 1-1: 275; 2-1: 0.38462; 2-2: 0.38462; 4-1: 0.36794; 4-2: 0.26668 | WPL95mHS | Elektro-Wärmepumpe Außenluft mit Heizstab | ab 1995
| de.KVEP.A_C_living | hp_cellar_C | electrical heat pump, heat source: cellar air | until 1994 | 1-1: 275; 2-1: 0.35714; 2-2: 0.35714; 4-1: 0.36794; 4-2: 0.26668 | WPK94 | Elektro-Wärmepumpe Kellerluft | bis 1994
| de.KVEP.A_C_living | hp_cellar_hr_C | electrical heat pump, heat source: cellar air, with electrical heating rod | until 1994 | 1-1: 275; 2-1: 0.38929; 2-2: 0.38929; 4-1: 0.36794; 4-2: 0.26668 | WPK94mHS | Elektro-Wärmepumpe Kellerluft mit Heizstab | bis 1994
| de.KVEP.A_C_living | hp_cellar_D | electrical heat pump, heat source: cellar air | from 1995 | 1-1: 275; 2-1: 0.35223; 2-2: 0.35223; 4-1: 0.36794; 4-2: 0.26668 | WPK95 | Elektro-Wärmepumpe Kellerluft | ab 1995
| de.KVEP.A_C_living | hp_cellar_hr_D | electrical heat pump, heat source: cellar air, with electrical heating rod | from 1995 | 1-1: 275; 2-1: 0.38462; 2-2: 0.38462; 4-1: 0.36794; 4-2: 0.26668 | WPK95mHS | Elektro-Wärmepumpe Kellerluft mit Heizstab | ab 1995
| de.KVEP.A_C_living | dh_ts | district heating transfer station | - | 1-1: 275; 2-1: 1.14; 2-2: 1.14; 4-1: 0; 4-2: 0 | FWU | Fernwärme-Übergabestation | -
| de.KVEP.A_C_living | ehr | electric heating rod | - | 1-1: 275; 2-1: 1; 2-2: 1; 4-1: 0; 4-2: 0 |  | elektrischer Heizstab | -
| de.KVEP.A_C_living |  |  |  | 1-1: 275; 2-1: 1; 2-2: 1; 4-1: 0; 4-2: 0
| de.KVEP.A_C_living | eiwh | electric instantaneous water heater (tankless) | - | 1-1: 275; 2-1: 1; 2-2: 1; 4-1: 0; 4-2: 0 | EDH | dezentrale Elektro-Durchlauferhitzer | -
| de.KVEP.A_C_living | giwh_C | gas-fired instantaneous water heater (tankless) | until 1994 | 1-1: 275; 2-1: 1.2347; 2-2: 1.2347; 4-1: 0; 4-2: 0 | GDH94 | dezentrale Gas-Durchlauferhitzer | bis 1994
| de.KVEP.A_C_living | giwh_D | gas-fired instantaneous water heater (tankless) | from 1995 | 1-1: 275; 2-1: 1.1997; 2-2: 1.1997; 4-1: 0; 4-2: 0 | GDH95 | dezentrale Gas-Durchlauferhitzer | ab 1995
| de.KVEP.A_C_living | ghs | directly gas heated hot water storage |  | 1-1: 275; 2-1: 1.22; 2-2: 1.22; 4-1: 0; 4-2: 0 | GS | Gas-Speicherwassererwärmer
| de.KVEP.A_C_living | solar | thermal solar plant | - | 1-1: 275; 2-1: 1; 2-2: 1; 3-1: 50%; 3-2: 40%; 4-1: 0.875; 4-2: 0.5 | TSA | Thermische Solaranlage | -
| de.KVEP.A_C_living | chp | combined heat and power engine |  | 1-1: 275; 2-1: 0.7; 2-2: 0.7; 4-1: 0.27146; 4-2: 0.050908
| de.KVEP.A_C_living | hp_exair_D | exhaust air heat pump | from 1995 | 1-1: 275; 2-1: 0.3; 2-2: 0.3; 4-1: 0.36794; 4-2: 0.26668
| de.KVEP.A_C_living | hp_u_D | unknown heat pump type | from 1995 | 1-1: 275; 2-1: 0.32; 2-2: 0.32; 4-1: 0.36794; 4-2: 0.26668
| de.KVEP.A_C_living | hg_u_hp | unknown second heat generator accompanying a heat pump |  | 1-1: 275; 2-1: 0.4; 2-2: 0.4; 4-1: 0.27146; 4-2: 0.050908
| de.KVEP.A_C_living | b_u_D | boiler, type unknown | from 1995 | 1-1: 275; 2-1: 1.1558; 2-2: 1.1002; 4-1: 0.27146; 4-2: 0.050908
de.KVEP.A_C_living
de.KVEP.A_C_living
de.KVEP.A_C_living
2 | de.KVEP.A_C_national
| de.KVEP.A_C_national | label building size |  |  | 2-1: 1 to 2 apartments; 2-2: 3 and more apartments; 3-1: 1 to 2 apartments; 3-2: 3 and more apartments; 4-1: 1 to 2 apartments; 4-2: 3 and more apartments
| de.KVEP.A_C_national | parameter 1 | n_apartment | lower limit | 2-1: 1; 2-2: 3; 3-1: 1; 3-2: 3; 4-1: 1; 4-2: 3
| de.KVEP.A_C_national | parameter 2 | n_apartment | upper limit | 2-1: 2; 3-1: 2; 4-1: 2
| de.KVEP.A_C_national | quantity |  |  | 1-1: duration heating period; 2-1: e_g; 2-2: e_g; 3-1: contribution to hot water generation (fraction); 3-2: contribution to hot water generation (fraction); 4-1: auxiliary energy demand; 4-2: auxiliary energy demand
| de.KVEP.A_C_national | unit |  |  | 1-1: d/a; 4-1: kWh per sqm A_N; 4-2: kWh per sqm A_N
| de.KVEP.A_C_national | b_ct_B | constant temperature non-condensing boiler | until 1986 | 1-1: 275; 2-1: 1.6062; 2-2: 1.3055; 4-1: 0.21717; 4-2: 0.040726 | KTK86 | Konstanttemperatur-Kessel | bis 1986
| de.KVEP.A_C_national | b_ct_C | constant temperature non-condensing boiler | from 1987 to 1994 | 1-1: 275; 2-1: 1.5692; 2-2: 1.2763; 4-1: 0.21717; 4-2: 0.040726 | KTK94 | Konstanttemperatur-Kessel | 1987 bis 1994
| de.KVEP.A_C_national | b_ct_D | constant temperature non-condensing boiler | from 1995 | 1-1: 275; 2-1: 1.4893; 2-2: 1.207; 4-1: 0.21717; 4-2: 0.040726 | KTK95 | Konstanttemperatur-Kessel | ab 1995
| de.KVEP.A_C_national | b_lt_B | low temperature non-condensing boiler | until 1986 | 1-1: 275; 2-1: 1.2606; 2-2: 1.1769; 4-1: 0.21717; 4-2: 0.040726 | NTK86 | Niedertemperatur-Kessel | bis 1986
| de.KVEP.A_C_national | b_lt_C | low temperature non-condensing boiler | from 1987 to 1994 | 1-1: 275; 2-1: 1.2319; 2-2: 1.1508; 4-1: 0.21717; 4-2: 0.040726 | NTK94 | Niedertemperatur-Kessel | 1987 bis 1994
| de.KVEP.A_C_national | b_lt_D | low temperature non-condensing boiler | from 1995 | 1-1: 275; 2-1: 1.1558; 2-2: 1.1002; 4-1: 0.21717; 4-2: 0.040726 | NTK95 | Niedertemperatur-Kessel | ab 1995
| de.KVEP.A_C_national | b_c_B | condensing boiler | until 1986 | 1-1: 275; 2-1: 1.2005; 2-2: 1.1301; 4-1: 0.21717; 4-2: 0.040726 | BWK86 | Brennwert-Kessel | bis 1986
| de.KVEP.A_C_national | b_c_C | condensing boiler | from 1987 to 1994 | 1-1: 275; 2-1: 1.1745; 2-2: 1.1059; 4-1: 0.21717; 4-2: 0.040726 | BWK94 | Brennwert-Kessel | 1987 bis 1994
| de.KVEP.A_C_national | b_c_D | condensing boiler | from 1995 | 1-1: 275; 2-1: 1.121; 2-2: 1.0752; 4-1: 0.21717; 4-2: 0.040726 | BWK95 | Brennwert-Kessel | ab 1995
| de.KVEP.A_C_national | wh_nc_C | gas water heater | until 1994 | 1-1: 275; 2-1: 1.2347; 2-2: 1.2347; 4-1: 0.21717; 4-2: 0.040726 | GT94 | Gas-Therme (Umlaufwasserheizer) | bis 1994
| de.KVEP.A_C_national | wh_nc_D | gas water heater | from 1995 | 1-1: 275; 2-1: 1.1997; 2-2: 1.1997; 4-1: 0.21717; 4-2: 0.040726 | GT95 | Gas-Therme (Umlaufwasserheizer) | ab 1995
| de.KVEP.A_C_national | wh_c_C | gas water heater, condensing | until 1994 | 1-1: 275; 2-1: 1.1986; 2-2: 1.1986; 4-1: 0.21717; 4-2: 0.040726 | BT94 | Gas-Brennwert-Therme | bis 1994
| de.KVEP.A_C_national | wh_c_D | gas water heater, condensing | from 1995 | 1-1: 275; 2-1: 1.1636; 2-2: 1.1636; 4-1: 0.21717; 4-2: 0.040726 | BT95 | Gas-Brennwert-Therme | ab 1995
| de.KVEP.A_C_national | hp_soil_C | electrical heat pump, heat source: soil, ground water or water stream | until 1994 | 1-1: 275; 2-1: 0.32258; 2-2: 0.32258; 4-1: 0.29435; 4-2: 0.21334 | WPE94 | Elektro-Wärmepumpe Erdreich oder Grundw. | bis 1994
| de.KVEP.A_C_national | hp_soil_hr_C | electrical heat pump, heat source: soil, ground water or water stream, with electrical heating rod | until 1994 | 1-1: 275; 2-1: 0.35645; 2-2: 0.35645; 4-1: 0.29435; 4-2: 0.21334 | WPE94mHS | Elektro-WP Erdreich oder Grundw. mit Heizstab | bis 1994
| de.KVEP.A_C_national | hp_soil_D | electrical heat pump, heat source: soil, ground water or water stream | from 1995 | 1-1: 275; 2-1: 0.28693; 2-2: 0.28693; 4-1: 0.29435; 4-2: 0.21334 | WPE95 | Elektro-Wärmepumpe Erdreich oder Grundw. | ab 1995
| de.KVEP.A_C_national | hp_soil_hr_D | electrical heat pump, heat source: soil, ground water or water stream, with electrical heating rod | from 1995 | 1-1: 275; 2-1: 0.32258; 2-2: 0.32258; 4-1: 0.29435; 4-2: 0.21334 | WPE95mHS | Elektro-WP Erdreich oder Grundw. mit Heizstab | ab 1995
| de.KVEP.A_C_national | hp_air_C | electrical heat pump, heat source: air | until 1994 | 1-1: 275; 2-1: 0.41667; 2-2: 0.41667; 4-1: 0.29435; 4-2: 0.21334 | WPL94 | Elektro-Wärmepumpe Außenluft | bis 1994
| de.KVEP.A_C_national | hp_air_hr_C | electrical heat pump, heat source: air, with electrical heating rod | until 1994 | 1-1: 275; 2-1: 0.44583; 2-2: 0.44583; 4-1: 0.29435; 4-2: 0.21334 | WPL94mHS | Elektro-Wärmepumpe Außenluft mit Heizstab | bis 1994
| de.KVEP.A_C_national | hp_air_D | electrical heat pump, heat source: air | from 1995 | 1-1: 275; 2-1: 0.35223; 2-2: 0.35223; 4-1: 0.29435; 4-2: 0.21334 | WPL95 | Elektro-Wärmepumpe Außenluft | ab 1995
| de.KVEP.A_C_national | hp_air_hr_D | electrical heat pump, heat source: air, with electrical heating rod | from 1995 | 1-1: 275; 2-1: 0.38462; 2-2: 0.38462; 4-1: 0.29435; 4-2: 0.21334 | WPL95mHS | Elektro-Wärmepumpe Außenluft mit Heizstab | ab 1995
| de.KVEP.A_C_national | hp_cellar_C | electrical heat pump, heat source: cellar air | until 1994 | 1-1: 275; 2-1: 0.35714; 2-2: 0.35714; 4-1: 0.29435; 4-2: 0.21334 | WPK94 | Elektro-Wärmepumpe Kellerluft | bis 1994
| de.KVEP.A_C_national | hp_cellar_hr_C | electrical heat pump, heat source: cellar air, with electrical heating rod | until 1994 | 1-1: 275; 2-1: 0.38929; 2-2: 0.38929; 4-1: 0.29435; 4-2: 0.21334 | WPK94mHS | Elektro-Wärmepumpe Kellerluft mit Heizstab | bis 1994
| de.KVEP.A_C_national | hp_cellar_D | electrical heat pump, heat source: cellar air | from 1995 | 1-1: 275; 2-1: 0.35223; 2-2: 0.35223; 4-1: 0.29435; 4-2: 0.21334 | WPK95 | Elektro-Wärmepumpe Kellerluft | ab 1995
| de.KVEP.A_C_national | hp_cellar_hr_D | electrical heat pump, heat source: cellar air, with electrical heating rod | from 1995 | 1-1: 275; 2-1: 0.38462; 2-2: 0.38462; 4-1: 0.29435; 4-2: 0.21334 | WPK95mHS | Elektro-Wärmepumpe Kellerluft mit Heizstab | ab 1995
| de.KVEP.A_C_national | dh_ts | district heating transfer station | - | 1-1: 275; 2-1: 1.14; 2-2: 1.14; 4-1: 0; 4-2: 0 | FWU | Fernwärme-Übergabestation | -
| de.KVEP.A_C_national | ehr | electric heating rod | - | 1-1: 275; 2-1: 1; 2-2: 1; 4-1: 0; 4-2: 0 |  | elektrischer Heizstab | -
| de.KVEP.A_C_national |  |  |  | 1-1: 275; 2-1: 1; 2-2: 1; 4-1: 0; 4-2: 0
| de.KVEP.A_C_national | eiwh | electric instantaneous water heater (tankless) | - | 1-1: 275; 2-1: 1; 2-2: 1; 4-1: 0; 4-2: 0 | EDH | dezentrale Elektro-Durchlauferhitzer | -
| de.KVEP.A_C_national | giwh_C | gas-fired instantaneous water heater (tankless) | until 1994 | 1-1: 275; 2-1: 1.2347; 2-2: 1.2347; 4-1: 0; 4-2: 0 | GDH94 | dezentrale Gas-Durchlauferhitzer | bis 1994
| de.KVEP.A_C_national | giwh_D | gas-fired instantaneous water heater (tankless) | from 1995 | 1-1: 275; 2-1: 1.1997; 2-2: 1.1997; 4-1: 0; 4-2: 0 | GDH95 | dezentrale Gas-Durchlauferhitzer | ab 1995
| de.KVEP.A_C_national | ghs | directly gas heated hot water storage |  | 1-1: 275; 2-1: 1.22; 2-2: 1.22; 4-1: 0; 4-2: 0 | GS | Gas-Speicherwassererwärmer
| de.KVEP.A_C_national | solar | thermal solar plant | - | 1-1: 275; 2-1: 1; 2-2: 1; 3-1: 50%; 3-2: 40%; 4-1: 0.7; 4-2: 0.4 | TSA | Thermische Solaranlage | -
| de.KVEP.A_C_national | chp | combined heat and power engine |  | 1-1: 275; 2-1: 0.7; 2-2: 0.7; 4-1: 0.21717; 4-2: 0.040726
| de.KVEP.A_C_national | hp_exair_D | exhaust air heat pump | from 1995 | 1-1: 275; 2-1: 0.3; 2-2: 0.3; 4-1: 0.29435; 4-2: 0.21334
| de.KVEP.A_C_national | hp_u_D | unknown heat pump type | from 1995 | 1-1: 275; 2-1: 0.32; 2-2: 0.32; 4-1: 0.29435; 4-2: 0.21334
| de.KVEP.A_C_national | hg_u_hp | unknown second heat generator accompanying a heat pump |  | 1-1: 275; 2-1: 0.4; 2-2: 0.4; 4-1: 0.21717; 4-2: 0.040726
| de.KVEP.A_C_national | b_u_D | boiler, type unknown | from 1995 | 1-1: 275; 2-1: 1.1558; 2-2: 1.1002; 4-1: 0.21717; 4-2: 0.040726
de.KVEP.A_C_national
de.KVEP.A_C_national
de.KVEP.A_C_national
3 | de.EnEV.2007.A_C_national
| de.EnEV.2007.A_C_national | label building size |  |  | 2-1: 150 m² A_N; 2-2: 500 m² A_N; 2-3: 2500 m² A_N; 3-1: 150 m² A_N; 3-2: 500 m² A_N; 3-3: 2500 m² A_N; 4-1: 150 m² A_N; 4-2: 500 m² A_N; 4-3: 2500 m² A_N
| de.EnEV.2007.A_C_national | parameter 1 | A_N |  | 2-1: 150; 2-2: 500; 2-3: 2500; 3-1: 150; 3-2: 500; 3-3: 2500; 4-1: 150; 4-2: 500; 4-3: 2500
| de.EnEV.2007.A_C_national | parameter 2
| de.EnEV.2007.A_C_national | quantity |  |  | 1-1: duration heating period; 2-1: e_g; 2-2: e_g; 2-3: e_g; 3-1: contribution to hot water generation; 3-2: contribution to hot water generation; 3-3: contribution to hot water generation; 4-1: auxiliary energy demand; 4-2: auxiliary energy demand; 4-3: auxiliary energy demand
| de.EnEV.2007.A_C_national | unit |  |  | 1-1: d/a; 3-1: kWh per sqm A_N; 3-2: kWh per sqm A_N; 3-3: kWh per sqm A_N; 4-1: kWh per sqm A_N; 4-2: kWh per sqm A_N; 4-3: kWh per sqm A_N
| de.EnEV.2007.A_C_national | b_ct_B | constant temperature non-condensing boiler | until 1986 | 2-1: 2.05; 2-2: 1.64; 2-3: 1.33; 4-1: 0.1; 4-2: 0.1; 4-3: 0.1
| de.EnEV.2007.A_C_national | b_ct_C | constant temperature non-condensing boiler | from 1987 to 1994 | 2-1: 1.9; 2-2: 1.57; 2-3: 1.31; 4-1: 0.2; 4-2: 0.1; 4-3: 0.1
| de.EnEV.2007.A_C_national | b_ct_D | constant temperature non-condensing boiler | from 1995 | 2-1: 1.71; 2-2: 1.46; 2-3: 1.26; 4-1: 0.2; 4-2: 0.1; 4-3: 0.1
| de.EnEV.2007.A_C_national | b_lt_B | low temperature non-condensing boiler | until 1986 | 2-1: 1.3; 2-2: 1.23; 2-3: 1.18; 4-1: 0.1; 4-2: 0.1; 4-3: 0.1
| de.EnEV.2007.A_C_national | b_lt_C | low temperature non-condensing boiler | from 1987 to 1994 | 2-1: 1.31; 2-2: 1.23; 2-3: 1.17; 4-1: 0.2; 4-2: 0.1; 4-3: 0.1
| de.EnEV.2007.A_C_national | b_lt_D | low temperature non-condensing boiler | from 1995 | 2-1: 1.19; 2-2: 1.15; 2-3: 1.12; 4-1: 0.2; 4-2: 0.1; 4-3: 0.1
| de.EnEV.2007.A_C_national | b_c_B | condensing boiler | until 1986 | 2-1: 1.24; 2-2: 1.17; 2-3: 1.12; 4-1: 0.1; 4-2: 0.1; 4-3: 0.1
| de.EnEV.2007.A_C_national | b_c_C | condensing boiler | from 1987 to 1994 | 2-1: 1.25; 2-2: 1.17; 2-3: 1.12; 4-1: 0.2; 4-2: 0.1; 4-3: 0.1
| de.EnEV.2007.A_C_national | b_c_D | condensing boiler | from 1995 | 2-1: 1.15; 2-2: 1.12; 2-3: 1.09; 4-1: 0.2; 4-2: 0.1; 4-3: 0.1
| de.EnEV.2007.A_C_national | wh_nc_C | gas water heater | until 1994 | 2-1: 1.32; 2-2: 1.32; 2-3: 1.32; 4-1: 0.2; 4-2: 0.2; 4-3: 0.2
| de.EnEV.2007.A_C_national | wh_nc_D | gas water heater | from 1995 | 2-1: 1.32; 2-2: 1.32; 2-3: 1.32; 4-1: 0.2; 4-2: 0.2; 4-3: 0.2
| de.EnEV.2007.A_C_national | wh_c_C | gas water heater, condensing | until 1994 | 2-1: 1.28; 2-2: 1.28; 2-3: 1.28; 4-1: 0.2; 4-2: 0.2; 4-3: 0.2
| de.EnEV.2007.A_C_national | wh_c_D | gas water heater, condensing | from 1995 | 2-1: 1.28; 2-2: 1.28; 2-3: 1.28; 4-1: 0.2; 4-2: 0.2; 4-3: 0.2
| de.EnEV.2007.A_C_national | hp_soil_C | electrical heat pump, heat source: soil, ground water or water stream | until 1994 | 2-1: 0.32; 2-2: 0.32; 2-3: 0.32; 4-1: 0.3; 4-2: 0.3; 4-3: 0.2
| de.EnEV.2007.A_C_national | hp_soil_hr_C | electrical heat pump, heat source: soil, ground water or water stream, with electrical heating rod | until 1994 | 2-1: 0.354; 2-2: 0.354; 2-3: 0.354; 4-1: 0.3; 4-2: 0.3; 4-3: 0.2
| de.EnEV.2007.A_C_national | hp_soil_D | electrical heat pump, heat source: soil, ground water or water stream | from 1995 | 2-1: 0.27; 2-2: 0.27; 2-3: 0.27; 4-1: 0.3; 4-2: 0.3; 4-3: 0.2
| de.EnEV.2007.A_C_national | hp_soil_hr_D | electrical heat pump, heat source: soil, ground water or water stream, with electrical heating rod | from 1995 | 2-1: 0.3065; 2-2: 0.3065; 2-3: 0.3065; 4-1: 0.3; 4-2: 0.3; 4-3: 0.2
| de.EnEV.2007.A_C_national | hp_air_C | electrical heat pump, heat source: air | until 1994 | 2-1: 0.32; 2-2: 0.32; 2-3: 0.32; 4-1: 0; 4-2: 0; 4-3: 0
| de.EnEV.2007.A_C_national | hp_air_hr_C | electrical heat pump, heat source: air, with electrical heating rod | until 1994 | 2-1: 0.37; 2-2: 0.37; 2-3: 0.37; 4-1: 0; 4-2: 0; 4-3: 0
| de.EnEV.2007.A_C_national | hp_air_D | electrical heat pump, heat source: air | from 1995 | 2-1: 0.29; 2-2: 0.29; 2-3: 0.29; 4-1: 0; 4-2: 0; 4-3: 0
| de.EnEV.2007.A_C_national | hp_air_hr_D | electrical heat pump, heat source: air, with electrical heating rod | from 1995 | 2-1: 0.34; 2-2: 0.34; 2-3: 0.34; 4-1: 0; 4-2: 0; 4-3: 0
| de.EnEV.2007.A_C_national | hp_cellar_C | electrical heat pump, heat source: cellar air | until 1994 | 2-1: 0.32; 2-2: 0.32; 2-3: 0.32; 4-1: 0; 4-2: 0; 4-3: 0
| de.EnEV.2007.A_C_national | hp_cellar_hr_C | electrical heat pump, heat source: cellar air, with electrical heating rod | until 1994 | 2-1: 0.37; 2-2: 0.37; 2-3: 0.37; 4-1: 0; 4-2: 0; 4-3: 0
| de.EnEV.2007.A_C_national | hp_cellar_D | electrical heat pump, heat source: cellar air | from 1995 | 2-1: 0.29; 2-2: 0.29; 2-3: 0.29; 4-1: 0; 4-2: 0; 4-3: 0
| de.EnEV.2007.A_C_national | hp_cellar_hr_D | electrical heat pump, heat source: cellar air, with electrical heating rod | from 1995 | 2-1: 0.34; 2-2: 0.34; 2-3: 0.34; 4-1: 0; 4-2: 0; 4-3: 0
| de.EnEV.2007.A_C_national | dh_ts | district heating transfer station | - | 2-1: 1.14; 2-2: 1.14; 2-3: 1.14; 4-1: 0.4; 4-2: 0.4; 4-3: 0.4
| de.EnEV.2007.A_C_national | ehr | electric heating rod | - | 2-1: 1; 2-2: 1; 2-3: 1; 4-1: 0; 4-2: 0; 4-3: 0
de.EnEV.2007.A_C_national
| de.EnEV.2007.A_C_national | eiwh | electric instantaneous water heater (tankless) | - | bar: 2-1 to 2-3
| de.EnEV.2007.A_C_national | giwh_C | gas-fired instantaneous water heater (tankless) | until 1994 | 2-1: 1.32; 2-2: 1.32; 2-3: 1.32; 4-1: 0.2; 4-2: 0.2; 4-3: 0.2
| de.EnEV.2007.A_C_national | giwh_D | gas-fired instantaneous water heater (tankless) | from 1995 | 2-1: 1.32; 2-2: 1.32; 2-3: 1.32; 4-1: 0.2; 4-2: 0.2; 4-3: 0.2
| de.EnEV.2007.A_C_national | ghs | directly gas heated hot water storage |  | 2-1: 1.22; 2-2: 1.22; 2-3: 1.22; 4-1: 0; 4-2: 0; 4-3: 0
| de.EnEV.2007.A_C_national | solar | thermal solar plant | - | 2-1: 1; 2-2: 1; 2-3: 1; 3-1: 11.3; 3-2: 8; 3-3: 6; 4-1: 0.8; 4-2: 0.4; 4-3: 0.3
| de.EnEV.2007.A_C_national | chp | combined heat and power engine |  | 2-1: 0.7; 2-2: 0.7; 2-3: 0.7; 4-1: 0.21717; 4-2: 0.040726; 4-3: 0.040726
| de.EnEV.2007.A_C_national | hp_exair_D | exhaust air heat pump | from 1995 | 2-1: 0.3; 2-2: 0.3; 2-3: 0.3; 4-1: 0.29435; 4-2: 0.21334; 4-3: 0.21334
| de.EnEV.2007.A_C_national | hp_u_D | unknown heat pump type | from 1995 | 2-1: 0.32; 2-2: 0.32; 2-3: 0.32; 4-1: 0.29435; 4-2: 0.21334; 4-3: 0.21334
| de.EnEV.2007.A_C_national | hg_u_hp | unknown second heat generator accompanying a heat pump |  | 2-1: 0.4; 2-2: 0.4; 2-3: 0.4; 4-1: 0.21717; 4-2: 0.040726; 4-3: 0.040726
| de.EnEV.2007.A_C_national | b_u_D | boiler, type unknown | from 1995 | 2-1: 1.1558; 2-2: 1.1002; 2-3: 1.1002; 4-1: 0.21717; 4-2: 0.040726; 4-3: 0.040726
de.EnEV.2007.A_C_national
de.EnEV.2007.A_C_national
de.EnEV.2007.A_C_national
de.EnEV.2007.A_C_national
4
|  | label building size |  |  | 2-1: 150 m² A_N; 2-2: 500 m² A_N; 2-3: 2500 m² A_N; 3-1: 150 m² A_N; 3-2: 500 m² A_N; 3-3: 2500 m² A_N; 4-1: 150 m² A_N; 4-2: 500 m² A_N; 4-3: 2500 m² A_N
|  | parameter 1 | n_apartment | lower limit | 2-1: 150; 2-2: 500; 2-3: 2500; 3-1: 150; 3-2: 500; 3-3: 2500; 4-1: 150; 4-2: 500; 4-3: 2500
|  | parameter 2 | n_apartment | upper limit
|  | quantity |  |  | 1-1: duration heating period; 2-1: e_g; 2-2: e_g; 2-3: e_g; 3-1: contribution to hot water generation; 3-2: contribution to hot water generation; 3-3: contribution to hot water generation; 4-1: auxiliary energy demand; 4-2: auxiliary energy demand; 4-3: auxiliary energy demand
|  | unit |  |  | 1-1: d/a; 3-1: kWh per sqm A_N; 3-2: kWh per sqm A_N; 3-3: kWh per sqm A_N; 4-1: kWh per sqm A_N; 4-2: kWh per sqm A_N; 4-3: kWh per sqm A_N
|  | b_ct_B | constant temperature non-condensing boiler | until 1986
|  | b_ct_C | constant temperature non-condensing boiler | from 1987 to 1994
|  | b_ct_D | constant temperature non-condensing boiler | from 1995
|  | b_lt_B | low temperature non-condensing boiler | until 1986
|  | b_lt_C | low temperature non-condensing boiler | from 1987 to 1994
|  | b_lt_D | low temperature non-condensing boiler | from 1995
|  | b_c_B | condensing boiler | until 1986
|  | b_c_C | condensing boiler | from 1987 to 1994
|  | b_c_D | condensing boiler | from 1995
|  | wh_nc_C | gas water heater | until 1994
|  | wh_nc_D | gas water heater | from 1995
|  | wh_c_C | gas water heater, condensing | until 1994
|  | wh_c_D | gas water heater, condensing | from 1995
|  | hp_soil_C | electrical heat pump, heat source: soil, ground water or water stream | until 1994
|  | hp_soil_hr_C | electrical heat pump, heat source: soil, ground water or water stream, with electrical heating rod | until 1994
|  | hp_soil_D | electrical heat pump, heat source: soil, ground water or water stream | from 1995
|  | hp_soil_hr_D | electrical heat pump, heat source: soil, ground water or water stream, with electrical heating rod | from 1995
|  | hp_air_C | electrical heat pump, heat source: air | until 1994
|  | hp_air_hr_C | electrical heat pump, heat source: air, with electrical heating rod | until 1994
|  | hp_air_D | electrical heat pump, heat source: air | from 1995
|  | hp_air_hr_D | electrical heat pump, heat source: air, with electrical heating rod | from 1995
|  | hp_cellar_C | electrical heat pump, heat source: cellar air | until 1994
|  | hp_cellar_hr_C | electrical heat pump, heat source: cellar air, with electrical heating rod | until 1994
|  | hp_cellar_D | electrical heat pump, heat source: cellar air | from 1995
|  | hp_cellar_hr_D | electrical heat pump, heat source: cellar air, with electrical heating rod | from 1995
|  | dh_ts | district heating transfer station | -
|  | ehr | electric heating rod | -
|  | eiwh | electric instantaneous water heater (tankless) | -
|  | giwh_C | gas-fired instantaneous water heater (tankless) | until 1994
|  | giwh_D | gas-fired instantaneous water heater (tankless) | from 1995
|  | ghs | directly gas heated hot water storage
|  | solar | thermal solar plant | -
|  | chp | combined heat and power engine
|  | hp_exair_D | exhaust air heat pump | from 1995
|  | hp_u_D | unknown heat pump type | from 1995
|  | hg_u_hp | unknown second heat generator accompanying a heat pump
|  | b_u_D | boiler, type unknown | from 1995
Space heating - control heat emission
tab_system_hce
|  |  | description | range | 1-1 | 1-2 | 1-3 | 1-4 | 2-1 | 2-2 | 2-3 | 2-4 | 2-5 | 3-1 | 3-2 | 3-3 | 3-4 | 3-5 | 4-1 | 4-2 | 4-3 | 4-4 | 4-5
1 | de.KVEP.A_C_living
| de.KVEP.A_C_living | label building size
| de.KVEP.A_C_living | parameter 1
| de.KVEP.A_C_living | parameter 2
| de.KVEP.A_C_living | quantity |  |  | 1-1: duration heating period; 2-1: heat losses; 4-1: auxiliary energy demand
| de.KVEP.A_C_living | unit |  |  | 1-1: d/a; 2-1: kWh per sqm A_Wohn; 4-1: kWh per sqm A_Wohn
| de.KVEP.A_C_living | c_th | thermostatic control of heat emission |  | 1-1: 275; 2-1: 4.125; 4-1: 0 | Th | Zentralheizung, thermostatisch geregelt
| de.KVEP.A_C_living | c_man | manual control of heat emission |  | 1-1: 275; 2-1: 0; 4-1: 0 | dMan | raumweise Beheizung, manuell geregelt
de.KVEP.A_C_living
de.KVEP.A_C_living
2 | de.KVEP.A_C_national
| de.KVEP.A_C_national | label building size
| de.KVEP.A_C_national | parameter 1
| de.KVEP.A_C_national | parameter 2
| de.KVEP.A_C_national | quantity |  |  | 1-1: duration heating period; 2-1: heat losses; 4-1: auxiliary energy demand
| de.KVEP.A_C_national | unit |  |  | 1-1: d/a; 2-1: kWh per sqm A_N; 4-1: kWh per sqm A_N
| de.KVEP.A_C_national | c_th | thermostatic control of heat emission |  | 1-1: 275; 2-1: 3.3; 4-1: 0 | Th | Zentralheizung, thermostatisch geregelt
| de.KVEP.A_C_national | c_man | manual control of heat emission |  | 1-1: 275; 2-1: 0; 4-1: 0 | dMan | raumweise Beheizung, manuell geregelt
de.KVEP.A_C_national
de.KVEP.A_C_national
3 | de.EnEV.2007.A_C_national
| de.EnEV.2007.A_C_national | label building size
| de.EnEV.2007.A_C_national | parameter 1
| de.EnEV.2007.A_C_national | parameter 2
| de.EnEV.2007.A_C_national | quantity |  |  | 1-1: duration heating period; 2-1: heat losses; 4-1: auxiliary energy demand
| de.EnEV.2007.A_C_national | unit |  |  | 1-1: d/a; 2-1: kWh per sqm A_N; 4-1: kWh per sqm A_N
| de.EnEV.2007.A_C_national | c_th | thermostatic control of heat emission |  | 1-1: 275; 2-1: 3.3; 4-1: 0 | Th | Zentralheizung, thermostatisch geregelt
| de.EnEV.2007.A_C_national | c_man | manual control of heat emission |  | 1-1: 275; 2-1: 0; 4-1: 0 | dMan | raumweise Beheizung, manuell geregelt
de.EnEV.2007.A_C_national
de.EnEV.2007.A_C_national
4
label building size
parameter 1
parameter 2
|  | quantity |  |  | 1-1: duration heating period; 2-1: heat losses; 4-1: auxiliary energy demand
|  | unit |  |  | 1-1: d/a; 2-1: kWh per sqm A_N; 4-1: kWh per sqm A_N
|  | c_th | thermostatic control of heat emission | [20 empty] | Th | Zentralheizung, thermostatisch geregelt
|  | c_man | manual control of heat emission | [20 empty] | dMan | raumweise Beheizung, manuell geregelt
Space heating - heat distribution
tab_system_hd
|  |  | description | range | 1-1 | 1-2 | 1-3 | 1-4 | 2-1 | 2-2 | 2-3 | 2-4 | 2-5 | 3-1 | 3-2 | 3-3 | 3-4 | 3-5 | 4-1 | 4-2 | 4-3 | 4-4 | 4-5
1 | de.KVEP.A_C_living
| de.KVEP.A_C_living | label building size |  |  | 2-1: 1 to 2 storeys; 2-2: 3 to 5 storeys; 2-3: 6 and more storeys; 4-1: 1 to 2 storeys; 4-2: 3 and more storeys
| de.KVEP.A_C_living | parameter 1 | n_storeys | lower limit | 2-1: 1; 2-2: 3; 2-3: 6; 4-1: 1; 4-2: 3
| de.KVEP.A_C_living | parameter 2 | n_storeys | upper limit | 2-1: 2; 2-2: 5; 4-1: 2
| de.KVEP.A_C_living | quantity |  |  | 1-1: duration heating period; 2-1: heat losses; 2-2: heat losses; 2-3: heat losses; 4-1: auxiliary energy demand; 4-2: auxiliary energy demand
| de.KVEP.A_C_living | unit |  |  | 1-1: d/a; 2-1: kWh per sqm A_Wohn; 2-2: kWh per sqm A_Wohn; 2-3: kWh per sqm A_Wohn; 4-1: kWh per sqm A_Wohn; 4-2: kWh per sqm A_Wohn
| de.KVEP.A_C_living | c_A | central distribution | until 1978 | 1-1: 275; 2-1: 34.8174; 2-2: 29.8377; 2-3: 24.1597; 4-1: 4.2851; 4-2: 1.5527 | z70 | zentrale Verteilung | 50er bis 70er
| de.KVEP.A_C_living | c_A_mod | central distribution | until 1978, insulation modernised | 1-1: 275; 2-1: 26.853; 2-2: 24.3632; 2-3: 21.5242; 4-1: 4.2851; 4-2: 1.5527 | z70Mod | zentrale Verteilung | 50er bis 70er, nachträgl. gedämmt
| de.KVEP.A_C_living | c_C | central distribution | from 1979 to 1994 | 1-1: 275; 2-1: 21.9164; 2-2: 19.4266; 2-3: 16.5876; 4-1: 4.2851; 4-2: 1.5527 | z90 | zentrale Verteilung | 80er und 90er
| de.KVEP.A_C_living | c_D | central distribution | from 1995 | 1-1: 275; 2-1: 11.733; 2-2: 8.7561; 2-3: 6.224; 4-1: 4.2851; 4-2: 1.5527 | zEnEV | zentrale Verteilung inkl. Qualitätssicherung | EnEV
| de.KVEP.A_C_living | c_i | central distribution, completely in the thermal envelope | - | 1-1: 275; 2-1: 6.7676; 2-2: 6.7676; 2-3: 6.7676; 4-1: 4.2851; 4-2: 4.2851 | wo | wohnungsweise Verteilung | -
| de.KVEP.A_C_living | d | decentral system (no distribution) | - | 1-1: 275; 2-1: 0; 2-2: 0; 2-3: 0; 4-1: 0; 4-2: 0 | dez | dezentr. System (ohne Verteilung) | -
| de.KVEP.A_C_living | c_u | central distribution, age unknown |  | 1-1: 275; 2-1: 31.0286; 2-2: 26.7066; 2-3: 21.8043; 4-1: 4.2851; 4-2: 1.5527
| de.KVEP.A_C_living | mv_ex | exhaust air mechanical ventilation |  | 1-1: 275; 2-1: 0; 2-2: 0; 2-3: 0; 4-1: 1.625; 4-2: 1.625 |  | nach DIN V 4701-10 für eta_WRG = 60%
| de.KVEP.A_C_living | mv_supex_er | supply / exhaust ventilation system - outside thermal envelope, attic storey |  | 1-1: 275; 2-1: 4.375; 2-2: 2.125; 2-3: 2.125; 4-1: 2.75; 4-2: 2.75 |  | nach DIN V 4701-10 für eta_WRG = 60%
| de.KVEP.A_C_living | mv_supex_ec | supply / exhaust ventilation system - outside thermal envelope, cellar storey |  | 1-1: 275; 2-1: 1.25; 2-2: 0.625; 2-3: 0.625; 4-1: 2.75; 4-2: 2.75 |  | nach DIN V 4701-10 für eta_WRG = 60%
| de.KVEP.A_C_living | mv_supex_i | supply / exhaust ventilation system - inside thermal envelope |  | 1-1: 275; 2-1: 0; 2-2: 0; 2-3: 0; 4-1: 2.75; 4-2: 2.75 |  | nach DIN V 4701-10 für eta_WRG = 60%
de.KVEP.A_C_living
de.KVEP.A_C_living
de.KVEP.A_C_living
de.KVEP.A_C_living
de.KVEP.A_C_living
de.KVEP.A_C_living
de.KVEP.A_C_living
de.KVEP.A_C_living
2 | de.KVEP.A_C_national
| de.KVEP.A_C_national | label building size |  |  | 2-1: 1 to 2 storeys; 2-2: 3 to 5 storeys; 2-3: 6 and more storeys; 4-1: 1 to 2 storeys; 4-2: 3 and more storeys
| de.KVEP.A_C_national | parameter 1 | n_storeys | lower limit | 2-1: 1; 2-2: 3; 2-3: 6; 4-1: 1; 4-2: 3
| de.KVEP.A_C_national | parameter 2 | n_storeys | upper limit | 2-1: 2; 2-2: 5; 4-1: 2
| de.KVEP.A_C_national | quantity |  |  | 1-1: duration heating period; 2-1: heat losses; 2-2: heat losses; 2-3: heat losses; 4-1: auxiliary energy demand; 4-2: auxiliary energy demand
| de.KVEP.A_C_national | unit |  |  | 1-1: d/a; 2-1: kWh per sqm A_N; 2-2: kWh per sqm A_N; 2-3: kWh per sqm A_N; 4-1: kWh per sqm A_N; 4-2: kWh per sqm A_N
| de.KVEP.A_C_national | c_A | central distribution | until 1978 | 1-1: 275; 2-1: 27.8539; 2-2: 23.8702; 2-3: 19.3278; 4-1: 3.428; 4-2: 1.2421 | z70 | zentrale Verteilung | 50er bis 70er
| de.KVEP.A_C_national | c_A_mod | central distribution | until 1978, insulation modernised | 1-1: 275; 2-1: 21.4824; 2-2: 19.4906; 2-3: 17.2193; 4-1: 3.428; 4-2: 1.2421 | z70Mod | zentrale Verteilung | 50er bis 70er, nachträgl. gedämmt
| de.KVEP.A_C_national | c_C | central distribution | from 1979 to 1994 | 1-1: 275; 2-1: 17.5331; 2-2: 15.5413; 2-3: 13.2701; 4-1: 3.428; 4-2: 1.2421 | z90 | zentrale Verteilung | 80er und 90er
| de.KVEP.A_C_national | c_D | central distribution | from 1995 | 1-1: 275; 2-1: 9.3864; 2-2: 7.0049; 2-3: 4.9792; 4-1: 3.428; 4-2: 1.2421 | zEnEV | zentrale Verteilung inkl. Qualitätssicherung | EnEV
| de.KVEP.A_C_national | c_i | central distribution, completely in the thermal envelope | - | 1-1: 275; 2-1: 5.4141; 2-2: 5.4141; 2-3: 5.4141; 4-1: 3.428; 4-2: 3.428 | wo | wohnungsweise Verteilung | -
| de.KVEP.A_C_national | d | decentral system (no distribution) | - | 1-1: 275; 2-1: 0; 2-2: 0; 2-3: 0; 4-1: 0; 4-2: 0 | dez | dezentr. System (ohne Verteilung) | -
| de.KVEP.A_C_national | c_u | central distribution, age unknown |  | 1-1: 275; 2-1: 24.8229; 2-2: 21.3653; 2-3: 17.4435; 4-1: 3.428; 4-2: 1.2421
| de.KVEP.A_C_national | mv_ex | exhaust air mechanical ventilation |  | 1-1: 275; 2-1: 0; 2-2: 0; 2-3: 0; 4-1: 1.3; 4-2: 1.3 |  | nach DIN V 4701-10 für eta_WRG = 60%
| de.KVEP.A_C_national | mv_supex_er | supply / exhaust ventilation system - outside thermal envelope, attic storey |  | 1-1: 275; 2-1: 3.5; 2-2: 1.7; 2-3: 1.7; 4-1: 2.2; 4-2: 2.2 |  | nach DIN V 4701-10 für eta_WRG = 60%
| de.KVEP.A_C_national | mv_supex_ec | supply / exhaust ventilation system - outside thermal envelope, cellar storey |  | 1-1: 275; 2-1: 1; 2-2: 0.5; 2-3: 0.5; 4-1: 2.2; 4-2: 2.2 |  | nach DIN V 4701-10 für eta_WRG = 60%
| de.KVEP.A_C_national | mv_supex_i | supply / exhaust ventilation system - inside thermal envelope |  | 1-1: 275; 2-1: 0; 2-2: 0; 2-3: 0; 4-1: 2.2; 4-2: 2.2 |  | nach DIN V 4701-10 für eta_WRG = 60%
de.KVEP.A_C_national
de.KVEP.A_C_national
de.KVEP.A_C_national
de.KVEP.A_C_national
de.KVEP.A_C_national
de.KVEP.A_C_national
de.KVEP.A_C_national
de.KVEP.A_C_national
3 | de.EnEV.2007.A_C_national
| de.EnEV.2007.A_C_national | label building size |  |  | 2-1: 150 m² A_N; 2-2: 500 m² A_N; 2-3: 2500 m² A_N; 4-1: 150 m² A_N; 4-2: 500 m² A_N; 4-3: 2500 m² A_N
| de.EnEV.2007.A_C_national | parameter 1 | A_N |  | 2-1: 150; 2-2: 500; 2-3: 2500; 4-1: 150; 4-2: 500; 4-3: 2500
| de.EnEV.2007.A_C_national | parameter 2
| de.EnEV.2007.A_C_national | quantity |  |  | 1-1: duration heating period; 2-1: heat losses; 2-2: heat losses; 2-3: heat losses; 4-1: auxiliary energy demand; 4-2: auxiliary energy demand; 4-3: auxiliary energy demand
| de.EnEV.2007.A_C_national | unit |  |  | 1-1: d/a; 2-1: kWh per sqm A_N; 2-2: kWh per sqm A_N; 2-3: kWh per sqm A_N; 4-1: kWh per sqm A_N; 4-2: kWh per sqm A_N; 4-3: kWh per sqm A_N
| de.EnEV.2007.A_C_national | c_A | central distribution | until 1978 | 2-1: 75.1; 2-2: 43.5; 2-3: 32.7; 4-1: 2.3; 4-2: 1; 4-3: 0.5
| de.EnEV.2007.A_C_national | c_A_mod | central distribution | until 1978, insulation modernised | 2-1: 40.9; 2-2: 28.2; 2-3: 23.9; 4-1: 2.3; 4-2: 1; 4-3: 0.5
| de.EnEV.2007.A_C_national | c_C | central distribution | from 1979 to 1994 | 2-1: 20.2; 2-2: 13.8; 2-3: 11.6; 4-1: 1.9; 4-2: 0.8; 4-3: 0.4
| de.EnEV.2007.A_C_national | c_D | central distribution | from 1995 | 2-1: 9.3; 2-2: 5.4; 2-3: 4.1; 4-1: 1.6; 4-2: 0.7; 4-3: 0.3
| de.EnEV.2007.A_C_national | c_i | central distribution, completely in the thermal envelope | - | 2-1: 5.4; 2-2: 5.4; 2-3: 5.4; 4-1: 2.73; 4-2: 2.73; 4-3: 2.73
| de.EnEV.2007.A_C_national | d | decentral system (no distribution) | - | 2-1: 0; 2-2: 0; 2-3: 0; 4-1: 0; 4-2: 0; 4-3: 0
| de.EnEV.2007.A_C_national | c_u | central distribution, age unknown |  | 2-1: 59.95; 2-2: 35.229; 2-3: 26.778; 4-1: 2.183; 4-2: 0.943; 4-3: 0.47
| de.EnEV.2007.A_C_national | mv_ex | exhaust air mechanical ventilation |  | 2-1: 0; 2-2: 0; 2-3: 0; 4-1: 2.6; 4-2: 2.6; 4-3: 2.6
| de.EnEV.2007.A_C_national | mv_supex_er | supply / exhaust ventilation system - outside thermal envelope, attic storey |  | 2-1: 3.5; 2-2: 1.7; 2-3: 1.7; 4-1: 2.2; 4-2: 2.2; 4-3: 2.2
| de.EnEV.2007.A_C_national | mv_supex_ec | supply / exhaust ventilation system - outside thermal envelope, cellar storey |  | 2-1: 1; 2-2: 0.5; 2-3: 0.5; 4-1: 2.2; 4-2: 2.2; 4-3: 2.2
| de.EnEV.2007.A_C_national | mv_supex_i | supply / exhaust ventilation system - inside thermal envelope |  | 2-1: 0; 2-2: 0; 2-3: 0; 4-1: 2.2; 4-2: 2.2; 4-3: 2.2
de.EnEV.2007.A_C_national
de.EnEV.2007.A_C_national
de.EnEV.2007.A_C_national
de.EnEV.2007.A_C_national
de.EnEV.2007.A_C_national
de.EnEV.2007.A_C_national
de.EnEV.2007.A_C_national
de.EnEV.2007.A_C_national
4
|  | label building size |  |  | 2-1: 150 m² A_N; 2-2: 500 m² A_N; 2-3: 2500 m² A_N; 4-1: 150 m² A_N; 4-2: 500 m² A_N; 4-3: 2500 m² A_N
|  | parameter 1 | A_N |  | 2-1: 150; 2-2: 500; 2-3: 2500; 4-1: 150; 4-2: 500; 4-3: 2500
parameter 2
|  | quantity |  |  | 1-1: duration heating period; 2-1: heat losses; 2-2: heat losses; 2-3: heat losses; 4-1: auxiliary energy demand; 4-2: auxiliary energy demand; 4-3: auxiliary energy demand
|  | unit |  |  | 1-1: d/a; 2-1: kWh per sqm A_N; 2-2: kWh per sqm A_N; 2-3: kWh per sqm A_N; 4-1: kWh per sqm A_N; 4-2: kWh per sqm A_N; 4-3: kWh per sqm A_N
|  | c_A | central distribution | until 1978
|  | c_A_mod | central distribution | until 1978, insulation modernised
|  | c_C | central distribution | from 1979 to 1994
|  | c_D | central distribution | from 1995
|  | c_i | central distribution, completely in the thermal envelope | -
|  | d | decentral system (no distribution) | -
|  | c_u | central distribution, age unknown
|  | mv_ex | exhaust air mechanical ventilation
|  | mv_supex_er | supply / exhaust ventilation system - outside thermal envelope, attic storey
|  | mv_supex_ec | supply / exhaust ventilation system - outside thermal envelope, cellar storey
|  | mv_supex_i | supply / exhaust ventilation system - inside thermal envelope
Space heating - heat storage
tab_system_hs
| tab_system_hs |  | description | range | 1-1 | 1-2 | 1-3 | 1-4 | 2-1 | 2-2 | 2-3 | 2-4 | 2-5 | 3-1 | 3-2 | 3-3 | 3-4 | 3-5 | 4-1 | 4-2 | 4-3 | 4-4 | 4-5
1 | de.KVEP.A_C_living
| de.KVEP.A_C_living | label building size |  |  | 2-1: 1 to 2 apartments; 2-2: 3 and more apartments; 4-1: 1 to 2 apartments; 4-2: 3 and more apartments
| de.KVEP.A_C_living | parameter 1 | n_apartment | lower limit | 2-1: 1; 2-2: 3; 4-1: 1; 4-2: 3
| de.KVEP.A_C_living | parameter 2 | n_apartment | upper limit | 2-1: 2; 4-1: 2
| de.KVEP.A_C_living | quantity |  |  | 1-1: duration heating period; 2-1: heat losses; 2-2: heat losses; 4-1: auxiliary energy demand; 4-2: auxiliary energy demand
| de.KVEP.A_C_living | unit |  |  | 1-1: d/a; 2-1: kWh per sqm A_Wohn; 2-2: kWh per sqm A_Wohn; 4-1: kWh per sqm A_Wohn; 4-2: kWh per sqm A_Wohn
| de.KVEP.A_C_living | bs_el_C | buffer storage for electric heat pumps or night-storage systems | until 1994 | 1-1: 275; 2-1: 6.487; 2-2: 6.487; 4-1: 0; 4-2: 0 | PSWP94 | Pufferspeicher El.-Wärmep. / -Nachtsp. | bis 1994
| de.KVEP.A_C_living | bs_el_D | buffer storage for electric heat pumps or night-storage systems | from 1995 | 1-1: 275; 2-1: 4.9692; 2-2: 4.9692; 4-1: 0; 4-2: 0 | PSWP95 | Pufferspeicher El.-Wärmep. / -Nachtsp. | ab 1995
| de.KVEP.A_C_living | bs_wood_C | buffer storage for wood boilers | until 1994 | 1-1: 275; 2-1: 12.2039; 2-2: 12.2039; 4-1: 0; 4-2: 0 | PSHK94 | Pufferspeicher für Holzkessel | bis 1994
| de.KVEP.A_C_living | bs_wood_D | buffer storage for wood boilers | from 1995 | 1-1: 275; 2-1: 7.9385; 2-2: 7.9385; 4-1: 0; 4-2: 0 | PSHK95 | Pufferspeicher für Holzkessel | ab 1995
de.KVEP.A_C_living
de.KVEP.A_C_living
de.KVEP.A_C_living
de.KVEP.A_C_living
de.KVEP.A_C_living
2 | de.KVEP.A_C_national
| de.KVEP.A_C_national | label building size |  |  | 2-1: 1 to 2 apartments; 2-2: 3 and more apartments; 4-1: 1 to 2 apartments; 4-2: 3 and more apartments
| de.KVEP.A_C_national | parameter 1 | n_apartment | lower limit | 2-1: 1; 2-2: 3; 4-1: 1; 4-2: 3
| de.KVEP.A_C_national | parameter 2 | n_apartment | upper limit | 2-1: 2; 4-1: 2
| de.KVEP.A_C_national | quantity |  |  | 1-1: duration heating period; 2-1: heat losses; 2-2: heat losses; 4-1: auxiliary energy demand; 4-2: auxiliary energy demand
| de.KVEP.A_C_national | unit |  |  | 1-1: d/a; 2-1: kWh per sqm A_N; 2-2: kWh per sqm A_N; 4-1: kWh per sqm A_N; 4-2: kWh per sqm A_N
| de.KVEP.A_C_national | bs_el_C | buffer storage for electric heat pumps or night-storage systems | until 1994 | 1-1: 275; 2-1: 5.1896; 2-2: 5.1896; 4-1: 0; 4-2: 0 | PSWP94 | Pufferspeicher El.-Wärmep. / -Nachtsp. | bis 1994
| de.KVEP.A_C_national | bs_el_D | buffer storage for electric heat pumps or night-storage systems | from 1995 | 1-1: 275; 2-1: 3.9753; 2-2: 3.9753; 4-1: 0; 4-2: 0 | PSWP95 | Pufferspeicher El.-Wärmep. / -Nachtsp. | ab 1995
| de.KVEP.A_C_national | bs_wood_C | buffer storage for wood boilers | until 1994 | 1-1: 275; 2-1: 9.7631; 2-2: 9.7631; 4-1: 0; 4-2: 0 | PSHK94 | Pufferspeicher für Holzkessel | bis 1994
| de.KVEP.A_C_national | bs_wood_D | buffer storage for wood boilers | from 1995 | 1-1: 275; 2-1: 6.3508; 2-2: 6.3508; 4-1: 0; 4-2: 0 | PSHK95 | Pufferspeicher für Holzkessel | ab 1995
de.KVEP.A_C_national
de.KVEP.A_C_national
de.KVEP.A_C_national
de.KVEP.A_C_national
de.KVEP.A_C_national
3 | de.EnEV.2007.A_C_national
| de.EnEV.2007.A_C_national | label building size |  |  | 2-1: 150 m² A_N; 2-2: 500 m² A_N; 2-3: 2500 m² A_N; 4-1: 150 m² A_N; 4-2: 500 m² A_N; 4-3: 2500 m² A_N
| de.EnEV.2007.A_C_national | parameter 1 | A_N |  | 2-1: 150; 2-2: 500; 2-3: 2500; 4-1: 150; 4-2: 500; 4-3: 2500
| de.EnEV.2007.A_C_national | parameter 2
| de.EnEV.2007.A_C_national | quantity |  |  | 1-1: duration heating period; 2-1: heat losses; 2-2: heat losses; 2-3: heat losses; 4-1: auxiliary energy demand; 4-2: auxiliary energy demand; 4-3: auxiliary energy demand
| de.EnEV.2007.A_C_national | unit |  |  | 1-1: d/a; 2-1: kWh per sqm A_N; 2-2: kWh per sqm A_N; 2-3: kWh per sqm A_N; 4-1: kWh per sqm A_N; 4-2: kWh per sqm A_N; 4-3: kWh per sqm A_N
| de.EnEV.2007.A_C_national | bs_el_C | buffer storage for electric heat pumps or night-storage systems | until 1994 | 2-1: 2.5; 2-2: 1; 2-3: 0.3; 4-1: 0.5; 4-2: 0.2; 4-3: 0.1 | PSWP94 | Pufferspeicher El.-Wärmep. / -Nachtsp. | bis 1994
| de.EnEV.2007.A_C_national | bs_el_D | buffer storage for electric heat pumps or night-storage systems | from 1995 | 2-1: 1.9; 2-2: 0.7; 2-3: 0.2; 4-1: 0.4; 4-2: 0.2; 4-3: 0.1 | PSWP95 | Pufferspeicher El.-Wärmep. / -Nachtsp. | ab 1995
| de.EnEV.2007.A_C_national | bs_wood_C | buffer storage for wood boilers | until 1994 | 2-1: 4.4; 2-2: 1.8; 2-3: 1.1; 4-1: 0.5; 4-2: 0.2; 4-3: 0.1 | PSHK94 | Pufferspeicher für Holzkessel | bis 1994
| de.EnEV.2007.A_C_national | bs_wood_D | buffer storage for wood boilers | from 1995 | 2-1: 3.4; 2-2: 1.4; 2-3: 0.8; 4-1: 0.4; 4-2: 0.2; 4-3: 0.1 | PSHK95 | Pufferspeicher für Holzkessel | ab 1995
de.EnEV.2007.A_C_national
de.EnEV.2007.A_C_national
de.EnEV.2007.A_C_national
de.EnEV.2007.A_C_national
de.EnEV.2007.A_C_national
4
|  | label building size |  |  | 2-1: 150 m² A_N; 2-2: 500 m² A_N; 2-3: 2500 m² A_N; 4-1: 150 m² A_N; 4-2: 500 m² A_N; 4-3: 2500 m² A_N
|  | parameter 1 | A_N |  | 2-1: 150; 2-2: 500; 2-3: 2500; 4-1: 150; 4-2: 500; 4-3: 2500
parameter 2
|  | quantity |  |  | 1-1: duration heating period; 2-1: heat losses; 2-2: heat losses; 2-3: heat losses; 4-1: auxiliary energy demand; 4-2: auxiliary energy demand; 4-3: auxiliary energy demand
|  | unit |  |  | 1-1: d/a; 2-1: kWh per sqm A_N; 2-2: kWh per sqm A_N; 2-3: kWh per sqm A_N; 4-1: kWh per sqm A_N; 4-2: kWh per sqm A_N; 4-3: kWh per sqm A_N
|  | bs_el_C | buffer storage for electric heat pumps or night-storage systems | until 1994 | [19 empty] | PSWP94 | Pufferspeicher El.-Wärmep. / -Nachtsp. | bis 1994
|  | bs_el_D | buffer storage for electric heat pumps or night-storage systems | from 1995 | [19 empty] | PSWP95 | Pufferspeicher El.-Wärmep. / -Nachtsp. | ab 1995
|  | bs_wood_C | buffer storage for wood boilers | until 1994 | [19 empty] | PSHK94 | Pufferspeicher für Holzkessel | bis 1994
|  | bs_wood_D | buffer storage for wood boilers | from 1995 | [19 empty] | PSHK95 | Pufferspeicher für Holzkessel | ab 1995
Space heating - heat generation
tab_system_hg
|  |  | description | range | 1-1 | 1-2 | 1-3 | 1-4 | 2-1 | 2-2 | 2-3 | 2-4 | 2-5 | 3-1 | 3-2 | 3-3 | 3-4 | 3-5 | 4-1 | 4-2 | 4-3 | 4-4 | 4-5
1 | de.KVEP.A_C_living
| de.KVEP.A_C_living | label building size |  |  | 2-1: 1 to 2 apartments; 2-2: 3 and more apartments; 4-1: 1 to 2 apartments; 4-2: 3 and more apartments
| de.KVEP.A_C_living | parameter 1 | n_apartment | lower limit | 2-1: 1; 2-2: 3; 2-3: -; 4-1: 1; 4-2: 3
| de.KVEP.A_C_living | parameter 2 | n_apartment | upper limit | 2-1: 2; 4-1: 2
| de.KVEP.A_C_living | quantity |  |  | 1-1: duration heating period; 2-1: e_g; 2-2: e_g; 2-3: -; 3-1: contribution to heating; 4-1: auxiliary energy demand; 4-2: auxiliary energy demand
| de.KVEP.A_C_living | unit |  |  | 1-1: d/a; 3-1: kWh per sqm A_Wohn; 4-1: kWh per sqm A_Wohn; 4-2: kWh per sqm A_Wohn
| de.KVEP.A_C_living | b_ct_B | constant temperature non-condensing boiler | until 1986 | 1-1: 275; 2-1: 1.3322; 2-2: 1.2097; 4-1: 2.3705; 4-2: 0.44454 | KTK86 | Konstanttemperatur-Kessel | bis 1986
| de.KVEP.A_C_living | b_ct_C | constant temperature non-condensing boiler | from 1987 to 1994 | 1-1: 275; 2-1: 1.2926; 2-2: 1.1754; 4-1: 2.3705; 4-2: 0.44454 | KTK94 | Konstanttemperatur-Kessel | 1987 bis 1994
| de.KVEP.A_C_living | b_ct_D | constant temperature non-condensing boiler | from 1995 | 1-1: 275; 2-1: 1.2554; 2-2: 1.142; 4-1: 2.3705; 4-2: 0.44454 | KTK95 | Konstanttemperatur-Kessel | ab 1995
| de.KVEP.A_C_living | b_lt_B | low temperature non-condensing boiler | until 1986 | 1-1: 275; 2-1: 1.2329; 2-2: 1.1762; 4-1: 2.3705; 4-2: 0.44454 | NTK86 | Niedertemperatur-Kessel | bis 1986
| de.KVEP.A_C_living | b_lt_C | low temperature non-condensing boiler | from 1987 to 1994 | 1-1: 275; 2-1: 1.1769; 2-2: 1.1239; 4-1: 2.3705; 4-2: 0.44454 | NTK94 | Niedertemperatur-Kessel | 1987 bis 1994
| de.KVEP.A_C_living | b_lt_D | low temperature non-condensing boiler | from 1995 | 1-1: 275; 2-1: 1.1204; 2-2: 1.0813; 4-1: 2.3705; 4-2: 0.44454 | NTK95 | Niedertemperatur-Kessel | ab 1995
| de.KVEP.A_C_living | b_c_B | condensing boiler | until 1986 | 1-1: 275; 2-1: 1.1062; 2-2: 1.0697; 4-1: 2.3705; 4-2: 0.44454 | BWK86 | Brennwert-Kessel | bis 1986
| de.KVEP.A_C_living | b_c_C | condensing boiler | from 1987 to 1994 | 1-1: 275; 2-1: 1.0772; 2-2: 1.0421; 4-1: 2.3705; 4-2: 0.44454 | BWK94 | Brennwert-Kessel | 1987 bis 1994
| de.KVEP.A_C_living | b_c_D | condensing boiler | from 1995 | 1-1: 275; 2-1: 1.0579; 2-2: 1.0318; 4-1: 2.3705; 4-2: 0.44454 | BWK95 | Brennwert-Kessel | ab 1995
| de.KVEP.A_C_living | wh_nc_C | gas water heater | until 1994 | 1-1: 275; 2-1: 1.1595; 2-2: 1.1595; 4-1: 2.3705; 4-2: 0.44454 | GT94 | Gas-Therme (Umlaufwasserheizer) | bis 1994
| de.KVEP.A_C_living | wh_nc_D | gas water heater | from 1995 | 1-1: 275; 2-1: 1.0791; 2-2: 1.0791; 4-1: 2.3705; 4-2: 0.44454 | GT95 | Gas-Therme (Umlaufwasserheizer) | ab 1995
| de.KVEP.A_C_living | wh_c_C | gas water heater, condensing | until 1994 | 1-1: 275; 2-1: 1.0741; 2-2: 1.0741; 4-1: 2.3705; 4-2: 0.44454 | GBT94 | Gas-Brennwert-Therme | bis 1994
| de.KVEP.A_C_living | wh_c_D | gas water heater, condensing | from 1995 | 1-1: 275; 2-1: 0.99366; 2-2: 0.99366; 4-1: 2.3705; 4-2: 0.44454 | GBT95 | Gas-Brennwert-Therme | ab 1995
| de.KVEP.A_C_living | hp_soil_C | electrical heat pump, heat source: soil, ground water or water stream | until 1994 | 1-1: 275; 2-1: 0.32258; 2-2: 0.32258; 4-1: 1.3982; 4-2: 1.0134 | WPE94 | Elektro-Wärmepumpe Erdreich oder Grundw. | bis 1994
| de.KVEP.A_C_living | hp_soil_hr_C | electrical heat pump, heat source: soil, ground water or water stream, with electrical heating rod | until 1994 | 1-1: 275; 2-1: 0.35645; 2-2: 0.35645; 4-1: 1.3982; 4-2: 1.0134 | WPE94mHS | Elektro-WP Erdreich oder Grundw. mit Heizstab | bis 1994
| de.KVEP.A_C_living | hp_soil_D | electrical heat pump, heat source: soil, ground water or water stream | from 1995 | 1-1: 275; 2-1: 0.28693; 2-2: 0.28693; 4-1: 1.3982; 4-2: 1.0134 | WPE95 | Elektro-Wärmepumpe Erdreich oder Grundw. | ab 1995
| de.KVEP.A_C_living | hp_soil_hr_D | electrical heat pump, heat source: soil, ground water or water stream, with electrical heating rod | from 1995 | 1-1: 275; 2-1: 0.32258; 2-2: 0.32258; 4-1: 1.3982; 4-2: 1.0134 | WPE95mHS | Elektro-WP Erdreich oder Grundw. mit Heizstab | ab 1995
| de.KVEP.A_C_living | hp_air_C | electrical heat pump, heat source: air | until 1994 | 1-1: 275; 2-1: 0.41667; 2-2: 0.41667; 4-1: 1.3982; 4-2: 1.0134 | WPL94 | Elektro-Wärmepumpe Außenluft | bis 1994
| de.KVEP.A_C_living | hp_air_hr_C | electrical heat pump, heat source: air, with electrical heating rod | until 1994 | 1-1: 275; 2-1: 0.44583; 2-2: 0.44583; 4-1: 1.3982; 4-2: 1.0134 | WPL94mHS | Elektro-Wärmepumpe Außenluft mit Heizstab | bis 1994
| de.KVEP.A_C_living | hp_air_D | electrical heat pump, heat source: air | from 1995 | 1-1: 275; 2-1: 0.35223; 2-2: 0.35223; 4-1: 1.3982; 4-2: 1.0134 | WPL95 | Elektro-Wärmepumpe Außenluft | ab 1995
| de.KVEP.A_C_living | hp_air_hr_D | electrical heat pump, heat source: air, with electrical heating rod | from 1995 | 1-1: 275; 2-1: 0.38462; 2-2: 0.38462; 4-1: 1.3982; 4-2: 1.0134 | WPL95mHS | Elektro-Wärmepumpe Außenluft mit Heizstab | ab 1995
| de.KVEP.A_C_living | dh_ts | district heating transfer station | - | 1-1: 275; 2-1: 1.02; 2-2: 1.02; 4-1: 0; 4-2: 0 | FWU | Fernwärme-Übergabestation | -
| de.KVEP.A_C_living | stove_liquid | stove for liquid fuels, especially oil stove | - | 1-1: 275; 2-1: 1.4; 2-2: 1.4; 4-1: 0; 4-2: 0 | Oelofen | Ölbefeuerter Einzelöfen mit Verdampfungsbr. | -
| de.KVEP.A_C_living | stove_solid | stove for solid fuels, especially wood and coal | - | 1-1: 275; 2-1: 1.6; 2-2: 1.6; 4-1: 0; 4-2: 0 | Ofen | Kohle- oder Holzöfen | -
| de.KVEP.A_C_living | gsh | gas-fired space heater | - | 1-1: 275; 2-1: 1.4; 2-2: 1.4; 4-1: 0; 4-2: 0 | GRH | Gasraumheizer | -
| de.KVEP.A_C_living | ehr | electric heating rod | - | 1-1: 275; 2-1: 1; 2-2: 1; 4-1: 0; 4-2: 0 |  | elektrischer Heizstab | -
| de.KVEP.A_C_living | esh_night | electrical night storage space heater | - | 1-1: 275; 2-1: 1; 2-2: 1; 4-1: 0; 4-2: 0 | ENSp | Elektro-Nachtspeicherheizung | -
| de.KVEP.A_C_living | esh | electrical space heater | - | 1-1: 275; 2-1: 1; 2-2: 1; 4-1: 0; 4-2: 0 | EDHG | Elektro-Direktheizgeräte | -
| de.KVEP.A_C_living | solar | thermal solar plant | - | 1-1: 275; 2-1: 0; 2-2: 0; 4-1: 0; 4-2: 0 | TSA | Thermische Solaranlage | -
| de.KVEP.A_C_living | chp | combined heat and power engine |  | 1-1: 275; 2-1: 0.7; 2-2: 0.7; 4-1: 2.3705; 4-2: 0.44454
| de.KVEP.A_C_living | hp_exair_D | exhaust air heat pump | from 1995 | 1-1: 275; 2-1: 0.3; 2-2: 0.3; 4-1: 1.3982; 4-2: 1.0134
| de.KVEP.A_C_living | hp_u_D | unknown heat pump type | from 1995 | 1-1: 275; 2-1: 0.30848; 2-2: 0.30848; 4-1: 1.3982; 4-2: 1.0134
| de.KVEP.A_C_living | hg_u_hp | unknown second heat generator accompanying a heat pump |  | 1-1: 275; 2-1: 0.61; 2-2: 0.61; 4-1: 0; 4-2: 0
| de.KVEP.A_C_living | b_u_D | boiler, type unknown | from 1995 | 1-1: 275; 2-1: 1.0748; 2-2: 1.0451; 4-1: 2.3705; 4-2: 0.44454
| de.KVEP.A_C_living | mv_supex_he60 | supply / exhaust air ventilation system, 60% heat recovery |  | 1-1: 275; 2-1: 0; 2-2: 0; 3-1: 16.875; 4-1: 0; 4-2: 0 |  | nach DIN V 4701-10 für eta_WRG = 60%
| de.KVEP.A_C_living | mv_supex_he70 | supply / exhaust air ventilation system, 70% heat recovery |  | 1-1: 275; 2-1: 0; 2-2: 0; 3-1: 19.1875; 4-1: 0; 4-2: 0 |  | nach DIN V 4701-10 für eta_WRG = 80%
| de.KVEP.A_C_living | mv_supex_he80 | supply / exhaust air ventilation system, 80% heat recovery |  | 1-1: 275; 2-1: 0; 2-2: 0; 3-1: 21.5; 4-1: 0; 4-2: 0 |  | nach DIN V 4701-10 für eta_WRG = 80%
| de.KVEP.A_C_living | mv_ex | exhaust air mechanical ventilation |  | 1-1: 275; 2-1: 0; 2-2: 0; 3-1: 4; 4-1: 0; 4-2: 0; 4-3: 0
de.KVEP.A_C_living
de.KVEP.A_C_living
de.KVEP.A_C_living
de.KVEP.A_C_living
2 | de.KVEP.A_C_national
| de.KVEP.A_C_national | label building size |  |  | 2-1: 1 to 2 apartments; 2-2: 3 and more apartments; 4-1: 1 to 2 apartments; 4-2: 3 and more apartments
| de.KVEP.A_C_national | parameter 1 | n_apartment | lower limit | 2-1: 1; 2-2: 3; 2-3: -; 4-1: 1; 4-2: 3
| de.KVEP.A_C_national | parameter 2 | n_apartment | upper limit | 2-1: 2; 4-1: 2
| de.KVEP.A_C_national | quantity |  |  | 1-1: duration heating period; 2-1: e_g; 2-2: e_g; 2-3: -; 3-1: contribution to heating; 4-1: auxiliary energy demand; 4-2: auxiliary energy demand
| de.KVEP.A_C_national | unit |  |  | 1-1: d/a; 3-1: kWh per sqm A_N; 4-1: kWh per sqm A_N; 4-2: kWh per sqm A_N
| de.KVEP.A_C_national | b_ct_B | constant temperature non-condensing boiler | until 1986 | 1-1: 275; 2-1: 1.3322; 2-2: 1.2097; 4-1: 1.8964; 4-2: 0.35563 | KTK86 | Konstanttemperatur-Kessel | bis 1986
| de.KVEP.A_C_national | b_ct_C | constant temperature non-condensing boiler | from 1987 to 1994 | 1-1: 275; 2-1: 1.2926; 2-2: 1.1754; 4-1: 1.8964; 4-2: 0.35563 | KTK94 | Konstanttemperatur-Kessel | 1987 bis 1994
| de.KVEP.A_C_national | b_ct_D | constant temperature non-condensing boiler | from 1995 | 1-1: 275; 2-1: 1.2554; 2-2: 1.142; 4-1: 1.8964; 4-2: 0.35563 | KTK95 | Konstanttemperatur-Kessel | ab 1995
| de.KVEP.A_C_national | b_lt_B | low temperature non-condensing boiler | until 1986 | 1-1: 275; 2-1: 1.2329; 2-2: 1.1762; 4-1: 1.8964; 4-2: 0.35563 | NTK86 | Niedertemperatur-Kessel | bis 1986
| de.KVEP.A_C_national | b_lt_C | low temperature non-condensing boiler | from 1987 to 1994 | 1-1: 275; 2-1: 1.1769; 2-2: 1.1239; 4-1: 1.8964; 4-2: 0.35563 | NTK94 | Niedertemperatur-Kessel | 1987 bis 1994
| de.KVEP.A_C_national | b_lt_D | low temperature non-condensing boiler | from 1995 | 1-1: 275; 2-1: 1.1204; 2-2: 1.0813; 4-1: 1.8964; 4-2: 0.35563 | NTK95 | Niedertemperatur-Kessel | ab 1995
| de.KVEP.A_C_national | b_c_B | condensing boiler | until 1986 | 1-1: 275; 2-1: 1.1062; 2-2: 1.0697; 4-1: 1.8964; 4-2: 0.35563 | BWK86 | Brennwert-Kessel | bis 1986
| de.KVEP.A_C_national | b_c_C | condensing boiler | from 1987 to 1994 | 1-1: 275; 2-1: 1.0772; 2-2: 1.0421; 4-1: 1.8964; 4-2: 0.35563 | BWK94 | Brennwert-Kessel | 1987 bis 1994
| de.KVEP.A_C_national | b_c_D | condensing boiler | from 1995 | 1-1: 275; 2-1: 1.0579; 2-2: 1.0318; 4-1: 1.8964; 4-2: 0.35563 | BWK95 | Brennwert-Kessel | ab 1995
| de.KVEP.A_C_national | wh_nc_C | gas water heater | until 1994 | 1-1: 275; 2-1: 1.1595; 2-2: 1.1595; 4-1: 1.8964; 4-2: 0.35563 | GT94 | Gas-Therme (Umlaufwasserheizer) | bis 1994
| de.KVEP.A_C_national | wh_nc_D | gas water heater | from 1995 | 1-1: 275; 2-1: 1.0791; 2-2: 1.0791; 4-1: 1.8964; 4-2: 0.35563 | GT95 | Gas-Therme (Umlaufwasserheizer) | ab 1995
| de.KVEP.A_C_national | wh_c_C | gas water heater, condensing | until 1994 | 1-1: 275; 2-1: 1.0741; 2-2: 1.0741; 4-1: 1.8964; 4-2: 0.35563 | GBT94 | Gas-Brennwert-Therme | bis 1994
| de.KVEP.A_C_national | wh_c_D | gas water heater, condensing | from 1995 | 1-1: 275; 2-1: 0.99366; 2-2: 0.99366; 4-1: 1.8964; 4-2: 0.35563 | GBT95 | Gas-Brennwert-Therme | ab 1995
| de.KVEP.A_C_national | hp_soil_C | electrical heat pump, heat source: soil, ground water or water stream | until 1994 | 1-1: 275; 2-1: 0.32258; 2-2: 0.32258; 4-1: 1.1185; 4-2: 0.81069 | WPE94 | Elektro-Wärmepumpe Erdreich oder Grundw. | bis 1994
| de.KVEP.A_C_national | hp_soil_hr_C | electrical heat pump, heat source: soil, ground water or water stream, with electrical heating rod | until 1994 | 1-1: 275; 2-1: 0.35645; 2-2: 0.35645; 4-1: 1.1185; 4-2: 0.81069 | WPE94mHS | Elektro-WP Erdreich oder Grundw. mit Heizstab | bis 1994
| de.KVEP.A_C_national | hp_soil_D | electrical heat pump, heat source: soil, ground water or water stream | from 1995 | 1-1: 275; 2-1: 0.28693; 2-2: 0.28693; 4-1: 1.1185; 4-2: 0.81069 | WPE95 | Elektro-Wärmepumpe Erdreich oder Grundw. | ab 1995
| de.KVEP.A_C_national | hp_soil_hr_D | electrical heat pump, heat source: soil, ground water or water stream, with electrical heating rod | from 1995 | 1-1: 275; 2-1: 0.32258; 2-2: 0.32258; 4-1: 1.1185; 4-2: 0.81069 | WPE95mHS | Elektro-WP Erdreich oder Grundw. mit Heizstab | ab 1995
| de.KVEP.A_C_national | hp_air_C | electrical heat pump, heat source: air | until 1994 | 1-1: 275; 2-1: 0.41667; 2-2: 0.41667; 4-1: 1.1185; 4-2: 0.81069 | WPL94 | Elektro-Wärmepumpe Außenluft | bis 1994
| de.KVEP.A_C_national | hp_air_hr_C | electrical heat pump, heat source: air, with electrical heating rod | until 1994 | 1-1: 275; 2-1: 0.44583; 2-2: 0.44583; 4-1: 1.1185; 4-2: 0.81069 | WPL94mHS | Elektro-Wärmepumpe Außenluft mit Heizstab | bis 1994
| de.KVEP.A_C_national | hp_air_D | electrical heat pump, heat source: air | from 1995 | 1-1: 275; 2-1: 0.35223; 2-2: 0.35223; 4-1: 1.1185; 4-2: 0.81069 | WPL95 | Elektro-Wärmepumpe Außenluft | ab 1995
| de.KVEP.A_C_national | hp_air_hr_D | electrical heat pump, heat source: air, with electrical heating rod | from 1995 | 1-1: 275; 2-1: 0.38462; 2-2: 0.38462; 4-1: 1.1185; 4-2: 0.81069 | WPL95mHS | Elektro-Wärmepumpe Außenluft mit Heizstab | ab 1995
| de.KVEP.A_C_national | dh_ts | district heating transfer station | - | 1-1: 275; 2-1: 1.02; 2-2: 1.02; 4-1: 0; 4-2: 0 | FWU | Fernwärme-Übergabestation | -
| de.KVEP.A_C_national | stove_liquid | stove for liquid fuels, especially oil stove | - | 1-1: 275; 2-1: 1.4; 2-2: 1.4; 4-1: 0; 4-2: 0 | Oelofen | Ölbefeuerter Einzelöfen mit Verdampfungsbr. | -
| de.KVEP.A_C_national | stove_solid | stove for solid fuels, especially wood and coal | - | 1-1: 275; 2-1: 1.6; 2-2: 1.6; 4-1: 0; 4-2: 0 | Ofen | Kohle- oder Holzöfen | -
| de.KVEP.A_C_national | gsh | gas-fired space heater | - | 1-1: 275; 2-1: 1.4; 2-2: 1.4; 4-1: 0; 4-2: 0 | GRH | Gasraumheizer | -
| de.KVEP.A_C_national | ehr | electric heating rod | - | 1-1: 275; 2-1: 1; 2-2: 1; 4-1: 0; 4-2: 0 |  | elektrischer Heizstab | -
| de.KVEP.A_C_national | esh_night | electrical night storage space heater | - | 1-1: 275; 2-1: 1; 2-2: 1; 4-1: 0; 4-2: 0 | ENSp | Elektro-Nachtspeicherheizung | -
| de.KVEP.A_C_national | esh | electrical space heater | - | 1-1: 275; 2-1: 1; 2-2: 1; 4-1: 0; 4-2: 0 | EDHG | Elektro-Direktheizgeräte | -
| de.KVEP.A_C_national | solar | thermal solar plant | - | 1-1: 275; 2-1: 0; 2-2: 0; 4-1: 0; 4-2: 0 | TSA | Thermische Solaranlage | -
| de.KVEP.A_C_national | chp | combined heat and power engine |  | 1-1: 275; 2-1: 0.7; 2-2: 0.7; 4-1: 1.8964; 4-2: 0.35563
| de.KVEP.A_C_national | hp_exair_D | exhaust air heat pump | from 1995 | 1-1: 275; 2-1: 0.3; 2-2: 0.3; 4-1: 1.1185; 4-2: 0.81069
| de.KVEP.A_C_national | hp_u_D | unknown heat pump type | from 1995 | 1-1: 275; 2-1: 0.30848; 2-2: 0.30848; 4-1: 1.1185; 4-2: 0.81069
| de.KVEP.A_C_national | hg_u_hp | unknown second heat generator accompanying a heat pump |  | 1-1: 275; 2-1: 0.61; 2-2: 0.61; 4-1: 0; 4-2: 0
| de.KVEP.A_C_national | b_u_D | boiler, type unknown | from 1995 | 1-1: 275; 2-1: 1.0748; 2-2: 1.0451; 4-1: 1.8964; 4-2: 0.35563
| de.KVEP.A_C_national | mv_supex_he60 | supply / exhaust air ventilation system, 60% heat recovery |  | 1-1: 275; 2-1: 0; 2-2: 0; 3-1: 13.5; 4-1: 0; 4-2: 0 |  | nach DIN V 4701-10 für eta_WRG = 60%
| de.KVEP.A_C_national | mv_supex_he70 | supply / exhaust air ventilation system, 70% heat recovery |  | 1-1: 275; 2-1: 0; 2-2: 0; 3-1: 15.35; 4-1: 0; 4-2: 0 |  | nach DIN V 4701-10 für eta_WRG = 80%
| de.KVEP.A_C_national | mv_supex_he80 | supply / exhaust air ventilation system, 80% heat recovery |  | 1-1: 275; 2-1: 0; 2-2: 0; 3-1: 17.2; 4-1: 0; 4-2: 0 |  | nach DIN V 4701-10 für eta_WRG = 80%
| de.KVEP.A_C_national | mv_ex | exhaust air mechanical ventilation |  | 2-1: 0; 2-2: 0; 2-3: 0; 3-1: 3.2; 4-1: 0; 4-2: 0; 4-3: 0
de.KVEP.A_C_national
de.KVEP.A_C_national
de.KVEP.A_C_national
de.KVEP.A_C_national
3 | de.EnEV.2007.A_C_national
| de.EnEV.2007.A_C_national | label building size |  |  | 2-1: 150 m² A_N; 2-2: 500 m² A_N; 2-3: 2500 m² A_N; 4-1: 150 m² A_N; 4-2: 500 m² A_N; 4-3: 2500 m² A_N
| de.EnEV.2007.A_C_national | parameter 1 | A_N |  | 2-1: 150; 2-2: 500; 2-3: 2500; 4-1: 150; 4-2: 500; 4-3: 2500
| de.EnEV.2007.A_C_national | parameter 2
| de.EnEV.2007.A_C_national | quantity |  |  | 1-1: duration heating period; 2-1: e_g; 2-2: e_g; 2-3: e_g; 3-1: contribution to heating; 4-1: auxiliary energy demand; 4-2: auxiliary energy demand; 4-3: auxiliary energy demand
| de.EnEV.2007.A_C_national | unit |  |  | 1-1: d/a; 3-1: kWh per sqm A_N; 4-1: kWh per sqm A_N; 4-2: kWh per sqm A_N; 4-3: kWh per sqm A_N
| de.EnEV.2007.A_C_national | b_ct_B | constant temperature non-condensing boiler | until 1986 | 2-1: 1.47; 2-2: 1.36; 2-3: 1.28; 4-1: 1.2; 4-2: 0.5; 4-3: 0.2
| de.EnEV.2007.A_C_national | b_ct_C | constant temperature non-condensing boiler | from 1987 to 1994 | 2-1: 1.34; 2-2: 1.26; 2-3: 1.19; 4-1: 0.8; 4-2: 0.4; 4-3: 0.2
| de.EnEV.2007.A_C_national | b_ct_D | constant temperature non-condensing boiler | from 1995 | 2-1: 1.33; 2-2: 1.23; 2-3: 1.16; 4-1: 0.7; 4-2: 0.4; 4-3: 0.2
| de.EnEV.2007.A_C_national | b_lt_B | low temperature non-condensing boiler | until 1986 | 2-1: 1.24; 2-2: 1.21; 2-3: 1.18; 4-1: 1.2; 4-2: 0.5; 4-3: 0.2
| de.EnEV.2007.A_C_national | b_lt_C | low temperature non-condensing boiler | from 1987 to 1994 | 2-1: 1.19; 2-2: 1.15; 2-3: 1.13; 4-1: 0.8; 4-2: 0.4; 4-3: 0.2
| de.EnEV.2007.A_C_national | b_lt_D | low temperature non-condensing boiler | from 1995 | 2-1: 1.14; 2-2: 1.11; 2-3: 1.09; 4-1: 0.7; 4-2: 0.4; 4-3: 0.2
| de.EnEV.2007.A_C_national | b_c_B | condensing boiler | until 1986 | 2-1: 1.11; 2-2: 1.09; 2-3: 1.07; 4-1: 1.2; 4-2: 0.5; 4-3: 0.2
| de.EnEV.2007.A_C_national | b_c_C | condensing boiler | from 1987 to 1994 | 2-1: 1.09; 2-2: 1.06; 2-3: 1.04; 4-1: 0.8; 4-2: 0.4; 4-3: 0.2
| de.EnEV.2007.A_C_national | b_c_D | condensing boiler | from 1995 | 2-1: 1.07; 2-2: 1.05; 2-3: 1.04; 4-1: 0.7; 4-2: 0.4; 4-3: 0.2
| de.EnEV.2007.A_C_national | wh_nc_C | gas water heater | until 1994 | 2-1: 1.24; 2-2: 1.24; 2-3: 1.24; 4-1: 1.2; 4-2: 1.2; 4-3: 1.2
| de.EnEV.2007.A_C_national | wh_nc_D | gas water heater | from 1995 | 2-1: 1.14; 2-2: 1.14; 2-3: 1.14; 4-1: 1.5; 4-2: 1.5; 4-3: 1.5
| de.EnEV.2007.A_C_national | wh_c_C | gas water heater, condensing | until 1994 | 2-1: 1.07; 2-2: 1.07; 2-3: 1.07; 4-1: 1.5; 4-2: 1.5; 4-3: 1.5
| de.EnEV.2007.A_C_national | wh_c_D | gas water heater, condensing | from 1995 | 2-1: 1.07; 2-2: 1.07; 2-3: 1.07; 4-1: 1.5; 4-2: 1.5; 4-3: 1.5
| de.EnEV.2007.A_C_national | hp_soil_C | electrical heat pump, heat source: soil, ground water or water stream | until 1994 | 2-1: 0.33; 2-2: 0.33; 2-3: 0.33; 4-1: 1.2; 4-2: 1; 4-3: 0.9
| de.EnEV.2007.A_C_national | hp_soil_hr_C | electrical heat pump, heat source: soil, ground water or water stream, with electrical heating rod | until 1994 | 2-1: 0.3597; 2-2: 0.3597; 2-3: 0.3597; 4-1: 1.2; 4-2: 1; 4-3: 0.9
| de.EnEV.2007.A_C_national | hp_soil_D | electrical heat pump, heat source: soil, ground water or water stream | from 1995 | 2-1: 0.27; 2-2: 0.27; 2-3: 0.27; 4-1: 1.2; 4-2: 1; 4-3: 0.9
| de.EnEV.2007.A_C_national | hp_soil_hr_D | electrical heat pump, heat source: soil, ground water or water stream, with electrical heating rod | from 1995 | 2-1: 0.2943; 2-2: 0.2943; 2-3: 0.2943; 4-1: 1.2; 4-2: 1; 4-3: 0.9
| de.EnEV.2007.A_C_national | hp_air_C | electrical heat pump, heat source: air | until 1994 | 2-1: 0.3731; 2-2: 0.3731; 2-3: 0.3731; 4-1: 0; 4-2: 0; 4-3: 0
| de.EnEV.2007.A_C_national | hp_air_hr_C | electrical heat pump, heat source: air, with electrical heating rod | until 1994 | 2-1: 0.41; 2-2: 0.41; 2-3: 0.41; 4-1: 0; 4-2: 0; 4-3: 0
| de.EnEV.2007.A_C_national | hp_air_D | electrical heat pump, heat source: air | from 1995 | 2-1: 0.3549; 2-2: 0.3549; 2-3: 0.3549; 4-1: 0; 4-2: 0; 4-3: 0
| de.EnEV.2007.A_C_national | hp_air_hr_D | electrical heat pump, heat source: air, with electrical heating rod | from 1995 | 2-1: 0.39; 2-2: 0.39; 2-3: 0.39; 4-1: 0; 4-2: 0; 4-3: 0
| de.EnEV.2007.A_C_national | dh_ts | district heating transfer station | - | 2-1: 1.02; 2-2: 1.02; 2-3: 1.02; 4-1: 0; 4-2: 0; 4-3: 0
| de.EnEV.2007.A_C_national | stove_liquid | stove for liquid fuels, especially oil stove | - | 2-1: 1.4; 2-2: 1.4; 2-3: 1.4; 4-1: 0; 4-2: 0; 4-3: 0
| de.EnEV.2007.A_C_national | stove_solid | stove for solid fuels, especially wood and coal | - | 2-1: 1.6; 2-2: 1.6; 2-3: 1.6; 4-1: 0; 4-2: 0; 4-3: 0
| de.EnEV.2007.A_C_national | gsh | gas-fired space heater | - | 2-1: 1.47; 2-2: 1.47; 2-3: 1.47; 4-1: 0; 4-2: 0; 4-3: 0
| de.EnEV.2007.A_C_national | ehr | electric heating rod | - | 2-1: 1; 2-2: 1; 2-3: 1; 4-1: 0; 4-2: 0; 4-3: 0
| de.EnEV.2007.A_C_national | esh_night | electrical night storage space heater | - | 2-1: 1.05; 2-2: 1.05; 2-3: 1.05; 4-1: 0; 4-2: 0; 4-3: 0
| de.EnEV.2007.A_C_national | esh | electrical space heater | - | 2-1: 1.02; 2-2: 1.02; 2-3: 1.02; 4-1: 0; 4-2: 0; 4-3: 0
| de.EnEV.2007.A_C_national | solar | thermal solar plant | - | 2-1: 1; 2-2: 1; 2-3: 1; 4-1: 0; 4-2: 0; 4-3: 0
| de.EnEV.2007.A_C_national | chp | combined heat and power engine |  | 2-1: 0.7; 2-2: 0.7; 2-3: 0.7; 4-1: 1.8964; 4-2: 0.35563; 4-3: 0.35563
| de.EnEV.2007.A_C_national | hp_exair_D | exhaust air heat pump | from 1995 | 2-1: 0.3; 2-2: 0.3; 2-3: 0.3; 4-1: 1.1185; 4-2: 0.81069; 4-3: 0.81069
| de.EnEV.2007.A_C_national | hp_u_D | unknown heat pump type | from 1995 | 2-1: 0.29802; 2-2: 0.29802; 2-3: 0.29802; 4-1: 0.804; 4-2: 0.67; 4-3: 0.603
| de.EnEV.2007.A_C_national | hg_u_hp | unknown second heat generator accompanying a heat pump |  | 2-1: 0.61; 2-2: 0.61; 2-3: 1.61; 4-1: 0; 4-2: 0; 4-3: 0
| de.EnEV.2007.A_C_national | b_u_D | boiler, type unknown | from 1995 | 2-1: 1.0889; 2-2: 1.0662; 2-3: 1.0535; 4-1: 0.7; 4-2: 0.4; 4-3: 0.2
| de.EnEV.2007.A_C_national | mv_supex_he60 | supply / exhaust air ventilation system, 60% heat recovery |  | 2-1: 0; 2-2: 0; 2-3: 0; 3-1: 13.5; 4-1: 0; 4-2: 0; 4-3: 0 | Hilfsenergie enthalten in Verteilung
| de.EnEV.2007.A_C_national | mv_supex_he70 | supply / exhaust air ventilation system, 70% heat recovery |  | 2-1: 0; 2-2: 0; 2-3: 0; 3-1: 15.35; 4-1: 0; 4-2: 0; 4-3: 0 | Hilfsenergie enthalten in Verteilung
| de.EnEV.2007.A_C_national | mv_supex_he80 | supply / exhaust air ventilation system, 80% heat recovery |  | 2-1: 0; 2-2: 0; 2-3: 0; 3-1: 17.2; 4-1: 0; 4-2: 0; 4-3: 0 | Hilfsenergie enthalten in Verteilung
| de.EnEV.2007.A_C_national | mv_ex | exhaust air mechanical ventilation |  | 2-1: 0; 2-2: 0; 2-3: 0; 3-1: 3.2; 4-1: 0; 4-2: 0; 4-3: 0 | Hilfsenergie enthalten in Verteilung
de.EnEV.2007.A_C_national
de.EnEV.2007.A_C_national
de.EnEV.2007.A_C_national
de.EnEV.2007.A_C_national
4
|  | label building size |  |  | 2-1: 150 m² A_N; 2-2: 500 m² A_N; 2-3: 2500 m² A_N; 4-1: 150 m² A_N; 4-2: 500 m² A_N; 4-3: 2500 m² A_N
|  | parameter 1 | A_N |  | 2-1: 150; 2-2: 500; 2-3: 2500; 4-1: 150; 4-2: 500; 4-3: 2500
parameter 2
|  | quantity |  |  | 1-1: duration heating period; 2-1: e_g; 2-2: e_g; 2-3: e_g; 3-1: contribution to heating; 4-1: auxiliary energy demand; 4-2: auxiliary energy demand; 4-3: auxiliary energy demand
|  | unit |  |  | 1-1: d/a; 3-1: kWh per sqm A_N; 4-1: kWh per sqm A_N; 4-2: kWh per sqm A_N; 4-3: kWh per sqm A_N
|  | b_ct_B | constant temperature non-condensing boiler | until 1986
|  | b_ct_C | constant temperature non-condensing boiler | from 1987 to 1994
|  | b_ct_D | constant temperature non-condensing boiler | from 1995
|  | b_lt_B | low temperature non-condensing boiler | until 1986
|  | b_lt_C | low temperature non-condensing boiler | from 1987 to 1994
|  | b_lt_D | low temperature non-condensing boiler | from 1995
|  | b_c_B | condensing boiler | until 1986
|  | b_c_C | condensing boiler | from 1987 to 1994
|  | b_c_D | condensing boiler | from 1995
|  | wh_nc_C | gas water heater | until 1994
|  | wh_nc_D | gas water heater | from 1995
|  | wh_c_C | gas water heater, condensing | until 1994
|  | wh_c_D | gas water heater, condensing | from 1995
|  | hp_soil_C | electrical heat pump, heat source: soil, ground water or water stream | until 1994
|  | hp_soil_hr_C | electrical heat pump, heat source: soil, ground water or water stream, with electrical heating rod | until 1994
|  | hp_soil_D | electrical heat pump, heat source: soil, ground water or water stream | from 1995
|  | hp_soil_hr_D | electrical heat pump, heat source: soil, ground water or water stream, with electrical heating rod | from 1995
|  | hp_air_C | electrical heat pump, heat source: air | until 1994
|  | hp_air_hr_C | electrical heat pump, heat source: air, with electrical heating rod | until 1994
|  | hp_air_D | electrical heat pump, heat source: air | from 1995
|  | hp_air_hr_D | electrical heat pump, heat source: air, with electrical heating rod | from 1995
|  | dh_ts | district heating transfer station | -
|  | stove_liquid | stove for liquid fuels, especially oil stove | -
|  | stove_solid | stove for solid fuels, especially wood and coal | -
|  | gsh | gas-fired space heater | -
|  | ehr | electric heating rod | -
|  | esh_night | electrical night storage space heater | -
|  | esh | electrical space heater | -
|  | solar | thermal solar plant | -
|  | chp | combined heat and power engine
|  | hp_exair_D | exhaust air heat pump | from 1995
|  | hp_u_D | unknown heat pump type | from 1995
|  | hg_u_hp | unknown second heat generator accompanying a heat pump
|  | b_u_D | boiler, type unknown | from 1995
|  | mv_supex_he60 | supply / exhaust air ventilation system, 60% heat recovery
|  | mv_supex_he70 | supply / exhaust air ventilation system, 70% heat recovery
|  | mv_supex_he80 | supply / exhaust air ventilation system, 80% heat recovery
Energy carriers
tab_system_energyware
|  |  | description |  | 1-1: rho1; 1-2: rho2; 1-3: unit1; 1-4: edu1; 2-1: unit2; 2-2: edu2; 2-3: rel_gr_net; 2-4: price; 3-1: f_P; 3-2: f_CO2
1 | de.KVEP
| de.KVEP | quantity | reference: net calorific value (if not mentioned otherwise) |  | 1-1: density material; 1-2: density heap; 1-3: tradable unit 1; 1-4: energy density 1; 2-1: tradable unit 2; 2-2: energy density 2; 2-3: relation gross to net calorific value; 3-1: primary energy factor; 3-2: CO2 emission factor | VK | Vorkette |  | Primär- energie- faktor fP | CO2-Emissions- faktor fCO2 (CO2-Äquivalent) | Energieinhalt (Hu) bezogen auf handelsübliche Maßeinheit
| de.KVEP | unit |  |  | 1-1: kg / m³; 1-2: kg / m³; 1-4: kWh per unit 1; 2-2: kWh per unit 2; 2-4: Euro per kWh; 3-1: kWh / kWh; 3-2: g / kWh |  |  |  | bezogen auf Endenergie
| de.KVEP | [22 empty] | Kürzel | Name | Kategorie | [ - ] | [g/kWhEnd] | Einheit |  | kWh je Einheit
de.KVEP
| de.KVEP | gas | natural gas (without specification) |  | 1-1: 0.76; 1-2: -; 1-3: standard cubic metre; 1-4: 10.4; 2-1: kWh gross calorific value; 2-2: 0.9133; 2-3: 1.0949; 2-4: 0.06; 3-1: 1.1; 3-2: 250
| de.KVEP | gas_E | natural gas E |  | 1-1: 0.76; 1-2: -; 1-3: standard cubic metre; 1-4: 10.4; 2-1: kWh gross calorific value; 2-2: 0.9133; 2-3: 1.0949; 2-4: 0.06; 3-1: 1.1; 3-2: 250 | EG | Erdgas H |  | 1.1 | 250 |  | Normkubikmeter | 10.4
| de.KVEP | gas_LL | natural gas LL |  | 1-1: 0.76; 1-2: -; 1-3: standard cubic metre; 1-4: 8.9; 2-1: kWh gross calorific value; 2-2: 0.914; 2-3: 1.094; 2-4: 0.06; 3-1: 1.1; 3-2: 270 | EG-L | Erdgas L |  | 1.1 | 270 |  | Normkubikmeter | 8.9
| de.KVEP | liquid_gas | liquid gas |  | 1-1: 2.36; 1-2: -; 1-3: litre (liquid); 1-4: 7.09; 2-1: kg; 2-2: 12.8; 2-3: 1.0859; 2-4: 0.06; 3-1: 1.1; 3-2: 270 | FG | Flüssiggas |  | 1.1 | 270 |  | kg | 12.8 | Liter | 7.09
| de.KVEP | oil | heating oil |  | 1-1: 860; 1-2: -; 1-3: litre; 1-4: 10.2; 2-3: 1.0763; 2-4: 0.06; 3-1: 1.1; 3-2: 310 | HO | Heizöl |  | 1.1 | 310 |  | Liter | 10.2
| de.KVEP | coal | coal (without specification) |  | 1-2: 760; 1-3: m³ piled; 1-4: 6600; 2-3: 1.0344; 2-4: 0.06; 3-1: 1.1; 3-2: 440
| de.KVEP | coal_hard | hard coal |  | 1-2: 760; 1-3: m³ piled; 1-4: 6600; 2-3: 1.0344; 2-4: 0.06; 3-1: 1.1; 3-2: 440 | SK | Steinkohle |  | 1.1 | 440 |  | Schüttkubikmeter | 6600
| de.KVEP | coal_lignite | lignite coal |  | 1-2: 700; 1-3: m³ piled; 1-4: 3900; 2-3: 1.0727; 2-4: 0.06; 3-1: 1.2; 3-2: 450 | BK | Braunkohle |  | 1.2 | 450 |  | Schüttkubikmeter | 3900
| de.KVEP | bio_fw | firewood | mass-related humidity 20% | 1-2: 420; 1-3: m³ piled; 1-4: 1700; 2-1: kg; 2-2: 4; 2-3: 1.1463; 2-4: 0.06; 3-1: 0.2; 3-2: 40 | SH | Scheitholz |  | 0.2 | 40 |  | Raummeter | 1700
| de.KVEP | bio_wp | wood pellets |  | 1-1: 1200; 1-2: 650; 1-3: kg; 1-4: 5.5; 2-1: m³ piled; 2-2: 3547.84; 2-3: 1.1087; 2-4: 0.06; 3-1: 0.2; 3-2: 40 | HHS | Holzhackschnitzel |  | 0.2 | 40 |  | Schüttkubikmeter | 850
| de.KVEP | bio_wc | wood chips |  | 1-2: 185; 1-3: kg; 1-4: 4.8; 2-1: m³ piled; 2-2: 892.5; 2-3: 1.05; 2-4: 0.06; 3-1: 0.2; 3-2: 40 | HP | Holz-Pellets |  | 0.2 | 40 |  | Schüttkubikmeter | 3200
| de.KVEP | el | electricity |  | 1-3: kWh; 1-4: 1; 2-3: 1; 2-4: 0.18; 3-1: 2.7; 3-2: 680 | S | Strom-Mix |  | 3 | 680 |  | kWh | 1
| de.KVEP | el_op | off-peak electricity |  | 1-3: kWh; 1-4: 1; 2-3: 1; 2-4: 0.12; 3-1: 2.7; 3-2: 680 |  | Nachtstrom |  | 3 | 680 |  | kWh | 1
| de.KVEP | dh_00 | district heating, fossile fuels (general) | 0% cogeneration | 1-3: kWh; 1-4: 1; 2-3: 1; 2-4: 0.08; 3-1: 1.3; 3-2: 420 | FW00 | Nah-/Fernwärme, andere foss. Brennstoffe | 0% KWK | 1.3 | 420 |  | kWh | 1
| de.KVEP | dh_33 | district heating, fossile fuels (general) | 33% cogeneration | 1-3: kWh; 1-4: 1; 2-3: 1; 2-4: 0.08; 3-1: 1.1; 3-2: 350 | FW33 | Nah-/Fernwärme, andere foss. Brennstoffe | 33% KWK | 1.1 | 350 |  | kWh | 1
| de.KVEP | dh_67 | district heating, fossile fuels (general) | 67% cogeneration | 1-3: kWh; 1-4: 1; 2-3: 1; 2-4: 0.08; 3-1: 0.9; 3-2: 280 | FW67 | Nah-/Fernwärme, andere foss. Brennstoffe | 67% KWK | 0.9 | 280 |  | kWh | 1
| de.KVEP | dh_100 | district heating, fossile fuels (general) | 100% cogeneration | 1-3: kWh; 1-4: 1; 2-3: 1; 2-4: 0.08; 3-1: 0.7; 3-2: 210 | FW100 | Nah-/Fernwärme, andere foss. Brennstoffe | 100% KWK | 0.7 | 210 |  | kWh | 1
| de.KVEP | dh_gas_00 | district heating, natural gas | 0% cogeneration | 1-3: kWh; 1-4: 1; 2-3: 1; 2-4: 0.08; 3-1: 1.3; 3-2: 300 | FWEG00 | Nah-/Fernwärme, Erdgas | 0% KWK | 1.3 | 300 |  | kWh | 1
| de.KVEP | dh_gas_33 | district heating, natural gas | 33% cogeneration | 1-3: kWh; 1-4: 1; 2-3: 1; 2-4: 0.08; 3-1: 1.1; 3-2: 250 | FWEG33 | Nah-/Fernwärme, Erdgas | 33% KWK | 1.1 | 250 |  | kWh | 1
| de.KVEP | dh_gas_67 | district heating, natural gas | 67% cogeneration | 1-3: kWh; 1-4: 1; 2-3: 1; 2-4: 0.08; 3-1: 0.9; 3-2: 200 | FWEG67 | Nah-/Fernwärme, Erdgas | 67% KWK | 0.9 | 200 |  | kWh | 1
| de.KVEP | dh_gas_100 | district heating, natural gas | 100% cogeneration | 1-3: kWh; 1-4: 1; 2-3: 1; 2-4: 0.08; 3-1: 0.7; 3-2: 150 | FWEG100 | Nah-/Fernwärme, Erdgas | 100% KWK | 0.7 | 150 |  | kWh | 1
| de.KVEP | dh_ren_00 | district heating, renewable fuels | 0% cogeneration | 1-3: kWh; 1-4: 1; 2-3: 1; 2-4: 0.08; 3-1: 0.3; 3-2: 60 | FWreg00 | Nah-/Fernwärme, erneuerbare Brenstoffe | 0% KWK | 0.3 | 60 |  | kWh | 1
| de.KVEP | dh_ren_33 | district heating, renewable fuels | 33% cogeneration | 1-3: kWh; 1-4: 1; 2-3: 1; 2-4: 0.08; 3-1: 0.2; 3-2: 40 | FWreg33 | Nah-/Fernwärme, erneuerbare Brenstoffe | 33% KWK | 0.2 | 40 |  | kWh | 1
| de.KVEP | dh_ren_67 | district heating, renewable fuels | 67% cogeneration | 1-3: kWh; 1-4: 1; 2-3: 1; 2-4: 0.08; 3-1: 0.1; 3-2: 20 | FWreg67 | Nah-/Fernwärme, erneuerbare Brenstoffe | 67% KWK | 0.1 | 20 |  | kWh | 1
| de.KVEP | dh_ren_100 | district heating, renewable fuels | 100% cogeneration | 1-3: kWh; 1-4: 1; 2-3: 1; 2-4: 0.08; 3-1: 0; 3-2: 0 | FWreg100 | Nah-/Fernwärme, erneuerbare Brenstoffe | 100% KWK | 0 | 0 |  | kWh | 1
| de.KVEP | sun | solar radiation |  | 1-3: kWh; 1-4: 1; 2-3: 1; 2-4: 0; 3-1: 0; 3-2: 0 | So | Sonne |  | 0 | 0 |  | kWh | 1
| de.KVEP | fuel_u_b | unknown if gas or oil (in case of boilers) |  | 2-3: 1.09; 3-1: 1.1; 3-2: 280
| de.KVEP | fuel_u_b_C | unknown if gas or oil (in case of boilers until 1994) |  | 2-3: 1.083; 3-1: 1.1; 3-2: 288.4
| de.KVEP | fuel_u_b_D | unknown if gas or oil (in case of boilers from 1995) |  | 2-3: 1.0895; 3-1: 1.1; 3-2: 267.4
| de.KVEP | dh_u | district heating (further details unknown) |  | 1-3: kWh; 1-4: 1; 2-3: 1; 2-4: 0.08; 3-1: 0.7; 3-2: 210
| de.KVEP | fuel_u_chp | unknown fuel (in case of chp engines) |  | 2-3: 1.0949; 3-1: 1.1; 3-2: 250
de.KVEP
de.KVEP
de.KVEP
de.KVEP
de.KVEP
de.KVEP
2 | de.EnEV.2007
| de.EnEV.2007 | quantity | reference: net calorific value (if not mentioned otherwise) |  | 1-1: density material; 1-2: density heap; 1-3: tradable unit 1; 1-4: energy density 1; 2-1: tradable unit 2; 2-2: energy density 2; 2-3: relation gross to net calorific value; 3-1: primary energy factor; 3-2: CO2 emission factor | VK | Vorkette |  | Primär- energie- faktor fP | CO2-Emissions- faktor fCO2 (CO2-Äquivalent) | Energieinhalt (Hu) bezogen auf handelsübliche Maßeinheit
| de.EnEV.2007 | unit |  |  | 1-1: kg / m³; 1-2: kg / m³; 1-4: kWh per unit 1; 2-2: kWh per unit 2; 2-4: Euro per kWh; 3-1: kWh / kWh; 3-2: g / kWh |  |  |  | bezogen auf Endenergie
| de.EnEV.2007 | [22 empty] | Kürzel | Name | Kategorie | [ - ] | [g/kWhEnd] | Einheit |  | kWh je Einheit
de.EnEV.2007
| de.EnEV.2007 | gas | natural gas (without specification) |  | 1-1: 0.76; 1-2: -; 1-3: standard cubic metre; 1-4: 10.4; 2-1: kWh gross calorific value; 2-2: 0.9133; 2-3: 1.0949; 2-4: 0.06; 3-1: 1.1; 3-2: 250
| de.EnEV.2007 | gas_E | natural gas E |  | 1-1: 0.76; 1-2: -; 1-3: standard cubic metre; 1-4: 10.4; 2-1: kWh gross calorific value; 2-2: 0.9133; 2-3: 1.0949; 2-4: 0.06; 3-1: 1.1; 3-2: 250 | EG | Erdgas H |  | 1.1 | 250 |  | Normkubikmeter | 10.4
| de.EnEV.2007 | gas_LL | natural gas LL |  | 1-1: 0.76; 1-2: -; 1-3: standard cubic metre; 1-4: 8.9; 2-1: kWh gross calorific value; 2-2: 0.914; 2-3: 1.094; 2-4: 0.06; 3-1: 1.1; 3-2: 270 | EG-L | Erdgas L |  | 1.1 | 270 |  | Normkubikmeter | 8.9
| de.EnEV.2007 | liquid_gas | liquid gas |  | 1-1: 2.36; 1-2: -; 1-3: litre (liquid); 1-4: 7.09; 2-1: kg; 2-2: 12.8; 2-3: 1.0859; 2-4: 0.06; 3-1: 1.1; 3-2: 270 | FG | Flüssiggas |  | 1.1 | 270 |  | kg | 12.8 | Liter | 7.09
| de.EnEV.2007 | oil | heating oil |  | 1-1: 860; 1-2: -; 1-3: litre; 1-4: 10.2; 2-3: 1.0763; 2-4: 0.06; 3-1: 1.1; 3-2: 310 | HO | Heizöl |  | 1.1 | 310 |  | Liter | 10.2
| de.EnEV.2007 | coal | coal (without specification) |  | 1-2: 760; 1-3: m³ piled; 1-4: 6600; 2-3: 1.0344; 2-4: 0.06; 3-1: 1.1; 3-2: 440
| de.EnEV.2007 | coal_hard | hard coal |  | 1-2: 760; 1-3: m³ piled; 1-4: 6600; 2-3: 1.0344; 2-4: 0.06; 3-1: 1.1; 3-2: 440 | SK | Steinkohle |  | 1.1 | 440 |  | Schüttkubikmeter | 6600
| de.EnEV.2007 | coal_lignite | lignite coal |  | 1-2: 700; 1-3: m³ piled; 1-4: 3900; 2-3: 1.0727; 2-4: 0.06; 3-1: 1.2; 3-2: 450 | BK | Braunkohle |  | 1.2 | 450 |  | Schüttkubikmeter | 3900
| de.EnEV.2007 | bio_fw | firewood | mass-related humidity 20% | 1-2: 420; 1-3: m³ piled; 1-4: 1700; 2-1: kg; 2-2: 4; 2-3: 1.1463; 2-4: 0.06; 3-1: 0.2; 3-2: 40 | SH | Scheitholz |  | 0.2 | 40 |  | Raummeter | 1700
| de.EnEV.2007 | bio_wp | wood pellets |  | 1-1: 1200; 1-2: 650; 1-3: kg; 1-4: 5.5; 2-1: m³ piled; 2-2: 3547.84; 2-3: 1.1087; 2-4: 0.06; 3-1: 0.2; 3-2: 40 | HHS | Holzhackschnitzel |  | 0.2 | 40 |  | Schüttkubikmeter | 850
| de.EnEV.2007 | bio_wc | wood chips |  | 1-2: 185; 1-3: kg; 1-4: 4.8; 2-1: m³ piled; 2-2: 892.5; 2-3: 1.05; 2-4: 0.06; 3-1: 0.2; 3-2: 40 | HP | Holz-Pellets |  | 0.2 | 40 |  | Schüttkubikmeter | 3200
| de.EnEV.2007 | el | electricity |  | 1-3: kWh; 1-4: 1; 2-3: 1; 2-4: 0.18; 3-1: 2.7; 3-2: 680 | S | Strom-Mix |  | 3 | 680 |  | kWh | 1
| de.EnEV.2007 | el_op | off-peak electricity |  | 1-3: kWh; 1-4: 1; 2-3: 1; 2-4: 0.12; 3-1: 2.7; 3-2: 680 |  | Nachtstrom |  | 3 | 680 |  | kWh | 1
| de.EnEV.2007 | dh_00 | district heating, fossile fuels (general) | 0% cogeneration | 1-3: kWh; 1-4: 1; 2-3: 1; 2-4: 0.08; 3-1: 1.3; 3-2: 420 | FW00 | Nah-/Fernwärme, andere foss. Brennstoffe | 0% KWK | 1.3 | 420 |  | kWh | 1
| de.EnEV.2007 | dh_33 | district heating, fossile fuels (general) | 33% cogeneration | 1-3: kWh; 1-4: 1; 2-3: 1; 2-4: 0.08; 3-1: 0.7; 3-2: 350 | FW33 | Nah-/Fernwärme, andere foss. Brennstoffe | 33% KWK | 1.1 | 350 |  | kWh | 1
| de.EnEV.2007 | dh_67 | district heating, fossile fuels (general) | 67% cogeneration | 1-3: kWh; 1-4: 1; 2-3: 1; 2-4: 0.08; 3-1: 0.7; 3-2: 280 | FW67 | Nah-/Fernwärme, andere foss. Brennstoffe | 67% KWK | 0.9 | 280 |  | kWh | 1
| de.EnEV.2007 | dh_100 | district heating, fossile fuels (general) | 100% cogeneration | 1-3: kWh; 1-4: 1; 2-3: 1; 2-4: 0.08; 3-1: 0.7; 3-2: 210 | FW100 | Nah-/Fernwärme, andere foss. Brennstoffe | 100% KWK | 0.7 | 210 |  | kWh | 1
| de.EnEV.2007 | dh_gas_00 | district heating, natural gas | 0% cogeneration | 1-3: kWh; 1-4: 1; 2-3: 1; 2-4: 0.08; 3-1: 1.3; 3-2: 300 | FWEG00 | Nah-/Fernwärme, Erdgas | 0% KWK | 1.3 | 300 |  | kWh | 1
| de.EnEV.2007 | dh_gas_33 | district heating, natural gas | 33% cogeneration | 1-3: kWh; 1-4: 1; 2-3: 1; 2-4: 0.08; 3-1: 0.7; 3-2: 250 | FWEG33 | Nah-/Fernwärme, Erdgas | 33% KWK | 1.1 | 250 |  | kWh | 1
| de.EnEV.2007 | dh_gas_67 | district heating, natural gas | 67% cogeneration | 1-3: kWh; 1-4: 1; 2-3: 1; 2-4: 0.08; 3-1: 0.7; 3-2: 200 | FWEG67 | Nah-/Fernwärme, Erdgas | 67% KWK | 0.9 | 200 |  | kWh | 1
| de.EnEV.2007 | dh_gas_100 | district heating, natural gas | 100% cogeneration | 1-3: kWh; 1-4: 1; 2-3: 1; 2-4: 0.08; 3-1: 0.7; 3-2: 150 | FWEG100 | Nah-/Fernwärme, Erdgas | 100% KWK | 0.7 | 150 |  | kWh | 1
| de.EnEV.2007 | dh_ren_00 | district heating, renewable fuels | 0% cogeneration | 1-3: kWh; 1-4: 1; 2-3: 1; 2-4: 0.08; 3-1: 0.1; 3-2: 60 | FWreg00 | Nah-/Fernwärme, erneuerbare Brenstoffe | 0% KWK | 0.3 | 60 |  | kWh | 1
| de.EnEV.2007 | dh_ren_33 | district heating, renewable fuels | 33% cogeneration | 1-3: kWh; 1-4: 1; 2-3: 1; 2-4: 0.08; 3-1: 0; 3-2: 40 | FWreg33 | Nah-/Fernwärme, erneuerbare Brenstoffe | 33% KWK | 0.2 | 40 |  | kWh | 1
| de.EnEV.2007 | dh_ren_67 | district heating, renewable fuels | 67% cogeneration | 1-3: kWh; 1-4: 1; 2-3: 1; 2-4: 0.08; 3-1: 0; 3-2: 20 | FWreg67 | Nah-/Fernwärme, erneuerbare Brenstoffe | 67% KWK | 0.1 | 20 |  | kWh | 1
| de.EnEV.2007 | dh_ren_100 | district heating, renewable fuels | 100% cogeneration | 1-3: kWh; 1-4: 1; 2-3: 1; 2-4: 0.08; 3-1: 0; 3-2: 0 | FWreg100 | Nah-/Fernwärme, erneuerbare Brenstoffe | 100% KWK | 0 | 0 |  | kWh | 1
| de.EnEV.2007 | sun | solar radiation |  | 1-3: kWh; 1-4: 1; 2-3: 1; 2-4: 0; 3-1: 0; 3-2: 0 | So | Sonne |  | 0 | 0 |  | kWh | 1
| de.EnEV.2007 | fuel_u_b | unknown if gas or oil (in case of boilers) |  | 2-3: 1.09; 3-1: 1.1; 3-2: 280
| de.EnEV.2007 | fuel_u_b_C | unknown if gas or oil (in case of boilers until 1994) |  | 2-3: 1.083; 3-1: 1.1; 3-2: 288.4
| de.EnEV.2007 | fuel_u_b_D | unknown if gas or oil (in case of boilers from 1995) |  | 2-3: 1.0895; 3-1: 1.1; 3-2: 267.4
| de.EnEV.2007 | dh_u | district heating (further details unknown) |  | 1-3: kWh; 1-4: 1; 2-3: 1; 2-4: 0.08; 3-1: 1.3; 3-2: 210
| de.EnEV.2007 | fuel_u_chp | unknown fuel (in case of chp engines) |  | 2-3: 1.0949; 3-1: 1.1; 3-2: 250
de.EnEV.2007
de.EnEV.2007
de.EnEV.2007
de.EnEV.2007
de.EnEV.2007
de.EnEV.2007
3
|  | quantity | reference: net calorific value (if not mentioned otherwise) |  | 1-1: density material; 1-2: density heap; 1-3: tradable unit 1; 1-4: energy density 1; 2-1: tradable unit 2; 2-2: energy density 2; 2-3: relation gross to net calorific value; 3-1: primary energy factor; 3-2: CO2 emission factor | VK | Vorkette |  | Primär- energie- faktor fP | CO2-Emissions- faktor fCO2 (CO2-Äquivalent) | Energieinhalt (Hu) bezogen auf handelsübliche Maßeinheit
|  | unit |  |  | 1-1: kg / m³; 1-2: kg / m³; 1-4: kWh per unit 1; 2-2: kWh per unit 2; 3-1: kWh / kWh; 3-2: g / kWh |  |  |  | bezogen auf Endenergie
[24 empty] | Kürzel | Name | Kategorie | [ - ] | [g/kWhEnd] | Einheit |  | kWh je Einheit
|  | gas | natural gas (without specification)
|  | gas_E | natural gas E
|  | gas_LL | natural gas LL
|  | liquid_gas | liquid gas
|  | oil | heating oil
|  | coal | coal (without specification)
|  | coal_hard | hard coal
|  | coal_lignite | lignite coal
|  | bio_fw | firewood
|  | bio_wp | wood pellets
|  | bio_wc | wood chips
|  | el | electricity
|  | el_op | off-peak electricity
|  | dh_00 | district heating, fossile fuels (general) | 0% cogeneration
|  | dh_33 | district heating, fossile fuels (general) | 33% cogeneration
|  | dh_67 | district heating, fossile fuels (general) | 67% cogeneration
|  | dh_100 | district heating, fossile fuels (general) | 100% cogeneration
|  | dh_gas_00 | district heating, natural gas | 0% cogeneration
|  | dh_gas_33 | district heating, natural gas | 33% cogeneration
|  | dh_gas_67 | district heating, natural gas | 67% cogeneration
|  | dh_gas_100 | district heating, natural gas | 100% cogeneration
|  | dh_ren_00 | district heating, renewable fuels | 0% cogeneration
|  | dh_ren_33 | district heating, renewable fuels | 33% cogeneration
|  | dh_ren_67 | district heating, renewable fuels | 67% cogeneration
|  | dh_ren_100 | district heating, renewable fuels | 100% cogeneration
|  | sun | solar radiation
|  | fuel_u_b | unknown if gas or oil (in case of boilers)
|  | fuel_u_b_C | unknown if gas or oil (in case of boilers until 1994)
|  | fuel_u_b_D | unknown if gas or oil (in case of boilers from 1995)
|  | dh_u | district heating (further details unknown)
|  | fuel_u_chp | unknown fuel (in case of chp engines)
4
|  | quantity | reference: net calorific value (if not mentioned otherwise) |  | 1-1: density material; 1-2: density heap; 1-3: tradable unit 1; 1-4: energy density 1; 2-1: tradable unit 2; 2-2: energy density 2; 2-3: relation gross to net calorific value; 3-1: primary energy factor; 3-2: CO2 emission factor | VK | Vorkette |  | Primär- energie- faktor fP | CO2-Emissions- faktor fCO2 (CO2-Äquivalent) | Energieinhalt (Hu) bezogen auf handelsübliche Maßeinheit
|  | unit |  |  | 1-1: kg / m³; 1-2: kg / m³; 1-4: kWh per unit 1; 2-2: kWh per unit 2; 3-1: kWh / kWh; 3-2: g / kWh |  |  |  | bezogen auf Endenergie
[24 empty] | Kürzel | Name | Kategorie | [ - ] | [g/kWhEnd] | Einheit |  | kWh je Einheit
|  | gas | natural gas (without specification)
|  | gas_E | natural gas E
|  | gas_LL | natural gas LL
|  | liquid_gas | liquid gas
|  | oil | heating oil
|  | coal | coal (without specification)
|  | coal_hard | hard coal
|  | coal_lignite | lignite coal
|  | bio_fw | firewood
|  | bio_wp | wood pellets
|  | bio_wc | wood chips
|  | el | electricity
|  | el_op | off-peak electricity
|  | dh_00 | district heating, fossile fuels (general) | 0% cogeneration
|  | dh_33 | district heating, fossile fuels (general) | 33% cogeneration
|  | dh_67 | district heating, fossile fuels (general) | 67% cogeneration
|  | dh_100 | district heating, fossile fuels (general) | 100% cogeneration
|  | dh_gas_00 | district heating, natural gas | 0% cogeneration
|  | dh_gas_33 | district heating, natural gas | 33% cogeneration
|  | dh_gas_67 | district heating, natural gas | 67% cogeneration
|  | dh_gas_100 | district heating, natural gas | 100% cogeneration
|  | dh_ren_00 | district heating, renewable fuels | 0% cogeneration
|  | dh_ren_33 | district heating, renewable fuels | 33% cogeneration
|  | dh_ren_67 | district heating, renewable fuels | 67% cogeneration
|  | dh_ren_100 | district heating, renewable fuels | 100% cogeneration
|  | sun | solar radiation
|  | fuel_u_b | unknown if gas or oil (in case of boilers)
|  | fuel_u_b_C | unknown if gas or oil (in case of boilers until 1994)
|  | fuel_u_b_D | unknown if gas or oil (in case of boilers from 1995)
|  | dh_u | district heating (further details unknown)
|  | fuel_u_chp | unknown fuel (in case of chp engines)
Note on M845: estimated
Note on M888: estimated

## tab climate
1 |  | 3 | 4 | 5 | 6 | 7 | 8 | 9 | 10 | 11 | 12 | 13 | 14 | 15 | 16 | 17 | 18 | 19 | 20 | 21 | 22 | 23 | 24 | 25 | 26 | 27 | 28 | 29 | 30 | 31
Klimadaten
Methode zur Ermittlung der Klimadaten für die Heizperiodenbilanz in: Loga,T.: Heizgrenztemperaturen für Gebäude unterschiedlicher Standards; Bauphysik 1/2003
[10 empty] | Monat | [14 empty] | Jahr | Heizperiode
[10 empty] | 1 | 2 | 3 | 4 | 5 | 6 | 7 | 8 | 9 | 10 | 11 | 12
[5 empty] | Monat |  |  |  |  | 2002-01-01 | #REF! | #REF! | #REF! | #REF! | #REF! | #REF! | #REF! | #REF! | #REF! | #REF! | #REF! |  |  |  | Heizgrenze in °C
11 |  |  | Lfd. Nr. |  | TRY-Region |  |  |  |  | Monat 1: Name |  |  |  | 5 | 4 | 3 | 2 | 1 |  |  | für | #REF! | #REF!
12 | #REF! |  | #REF! |  | #REF! |  |  |  |  | Monat 1: #REF! | [10 empty] | aktuelle |  |  |  |  | nur EnEV VV
13 | [24 empty] | #REF! | #REF! | #REF! | #REF! | #REF! |  |  | Heizgrenze | [7 empty] | Quelle für Blatt "calc Q_H"
14 |  |  |  |  | Heizgrenze | [16 empty] | #REF! | #REF! | #REF! | #REF! | #REF! | #REF! | #REF! | #REF! |  |  | #VALUE! | #REF! | #REF! |  |  | 10 | 12 | 15 | #REF! | #REF! | #REF! | #REF! | #REF!
15 |  |  |  |  | Tage pro Monat |  |  |  |  | #REF! | #REF! | #REF! | #REF! | #REF! | #REF! | #REF! | #REF! | #REF! | #REF! | #REF! | #REF! | #REF! | #REF! | #REF! | #REF! | #REF! | #REF! | #REF! | #REF! |  |  | #REF! | #REF! | #REF! | #REF! |  | 185 | 220 | 275 | #REF! | #REF! | #REF! | #REF! | #REF!
16 |  |  |  |  | Messstation Außentemp.
17 |  |  |  |  | mittl. Außentemp. |  |  | [°C] |  | #REF! | #REF! | #REF! | #REF! | #REF! | #REF! | #REF! | #REF! | #REF! | #REF! | #REF! | #REF! | #REF! | #REF! | #REF! | #REF! | #REF! | #REF! | #REF! | #REF! |  |  | #REF! | #REF! | #REF! | #REF! |  | 3.3528 | 4 | 5.9091 | #REF! | #REF! | #REF! | #REF! | #REF!
18 |  |  |  |  | Messstation Strahlung
19 | [5 empty] | H |  | [W/m²] |  | #REF! | #REF! | #REF! | #REF! | #REF! | #REF! | #REF! | #REF! | #REF! | #REF! | #REF! | #REF! | #REF! | #REF! | #REF! | #REF! | #REF! | #REF! | #REF! | #REF! |  | H | #REF! | #REF! | #REF! | #REF! | H | 225 | 455 | 745 | #REF! | #REF! | #REF! | #REF! | #REF!
20 | [5 empty] | S |  | [W/m²] |  | #REF! | #REF! | #REF! | #REF! | #REF! | #REF! | #REF! | #REF! | #REF! | #REF! | #REF! | #REF! | #REF! | #REF! | #REF! | #REF! | #REF! | #REF! | #REF! | #REF! |  | S | #REF! | #REF! | #REF! | #REF! | S | 270 | 410 | 584 | #REF! | #REF! | #REF! | #REF! | #REF!
21 | [5 empty] | SO/SW |  | [W/m²] |  | #REF! | #REF! | #REF! | #REF! | #REF! | #REF! | #REF! | #REF! | #REF! | #REF! | #REF! | #REF! | #REF! | #REF! | #REF! | #REF! | #REF! | #REF! | #REF! | #REF! |  | SO/SW | #REF! | #REF! | #REF! | #REF! | SO/SW | 270 | 410 | 584 | #REF! | #REF! | #REF! | #REF! | #REF!
22 | [5 empty] | O/W |  | [W/m²] |  | #REF! | #REF! | #REF! | #REF! | #REF! | #REF! | #REF! | #REF! | #REF! | #REF! | #REF! | #REF! | #REF! | #REF! | #REF! | #REF! | #REF! | #REF! | #REF! | #REF! |  | O/W | #REF! | #REF! | #REF! | #REF! | O/W | 155 | 300 | 480 | #REF! | #REF! | #REF! | #REF! | #REF!
23 | [5 empty] | NO/NW |  | [W/m²] |  | #REF! | #REF! | #REF! | #REF! | #REF! | #REF! | #REF! | #REF! | #REF! | #REF! | #REF! | #REF! | #REF! | #REF! | #REF! | #REF! | #REF! | #REF! | #REF! | #REF! |  | NO/NW | #REF! | #REF! | #REF! | #REF! | NO/NW | 100 | 215 | 400 | #REF! | #REF! | #REF! | #REF! | #REF!
24 | [5 empty] | N |  | [W/m²] |  | #REF! | #REF! | #REF! | #REF! | #REF! | #REF! | #REF! | #REF! | #REF! | #REF! | #REF! | #REF! | #REF! | #REF! | #REF! | #REF! | #REF! | #REF! | #REF! | #REF! |  | N | #REF! | #REF! | #REF! | #REF! | N | 100 | 215 | 400 | #REF! | #REF! | #REF! | #REF! | #REF!
25 | [5 empty] | S_45 |  | [W/m²] |  | #REF! | #REF! | #REF! | #REF! | #REF! | #REF! | #REF! | #REF! | #REF! | #REF! | #REF! | #REF! | #REF! | #REF! | #REF! | #REF! | #REF! | #REF! | #REF! | #REF! |  | S_45 | #REF! | #REF! | #REF! | #REF! | S_45 | 270 | 410 | 584 | #REF! | #REF! | #REF! | #REF! | #REF!
26 | [5 empty] | SO/SW_45 |  | [W/m²] |  | #REF! | #REF! | #REF! | #REF! | #REF! | #REF! | #REF! | #REF! | #REF! | #REF! | #REF! | #REF! | #REF! | #REF! | #REF! | #REF! | #REF! | #REF! | #REF! | #REF! |  | SO/SW_45 | #REF! | #REF! | #REF! | #REF! | SO/SW_45 | 270 | 410 | 584 | #REF! | #REF! | #REF! | #REF! | #REF!
27 | [5 empty] | O/W_45 |  | [W/m²] |  | #REF! | #REF! | #REF! | #REF! | #REF! | #REF! | #REF! | #REF! | #REF! | #REF! | #REF! | #REF! | #REF! | #REF! | #REF! | #REF! | #REF! | #REF! | #REF! | #REF! |  | O/W_45 | #REF! | #REF! | #REF! | #REF! | O/W_45 | 155 | 215 | 400 | #REF! | #REF! | #REF! | #REF! | #REF!
28 | [5 empty] | NO/NW_45 |  | [W/m²] |  | #REF! | #REF! | #REF! | #REF! | #REF! | #REF! | #REF! | #REF! | #REF! | #REF! | #REF! | #REF! | #REF! | #REF! | #REF! | #REF! | #REF! | #REF! | #REF! | #REF! |  | NO/NW_45 | #REF! | #REF! | #REF! | #REF! | NO/NW_45 | 100 | 215 | 400 | #REF! | #REF! | #REF! | #REF! | #REF!
29 | [5 empty] | N_45 |  | [W/m²] |  | #REF! | #REF! | #REF! | #REF! | #REF! | #REF! | #REF! | #REF! | #REF! | #REF! | #REF! | #REF! | #REF! | #REF! | #REF! | #REF! | #REF! | #REF! | #REF! | #REF! |  | N_45 | #REF! | #REF! | #REF! | #REF! | N_45 | 100 | 215 | 400 | #REF! | #REF! | #REF! | #REF! | #REF!
30
31 | [22 empty] | Raumtemp. [°C] |  | 19 | 19 | 19 | 19 | 19 | [7 empty] | 19 | 19 | 19
32 | [22 empty] | FGT [kKh/a] |  | #REF! | #REF! | #REF! | #REF! | #REF! | [7 empty] | 69.4737 | 79.2 | 86.4
33 | [22 empty] | Gt [Kd/a] |  | #REF! | #REF! | #REF! | #REF! | #REF! | [7 empty] | 2894.7368 | 3300 | 3600
34
|  |  | Lfd. Nr. |  | Klima-Region |  |  |  |  | Monat 1: Name
| de.standard |  | 1 |  | 0 |  |  |  |  | Monat 1: Standardklima Deutschland
[10 empty] | 2002-01-01 | 2002-02-01 | 2002-03-01 | 2002-04-01 | 2002-05-01 | 2002-06-01 | 2002-07-01 | 2002-08-01 | 2002-09-01 | 2002-10-01 | 2002-11-01 | 2002-12-01 |  |  |  | Jahr |  | lineare Interpolation |  | Winter-HJ
[5 empty] | Heizgrenze | [19 empty] | 18.3 | 15 | 12 | 10 | 9.275
[5 empty] | Tage pro Monat |  |  |  |  | 31 | 28 | 31 | 30 | 31 | 30 | 31 | 31 | 30 | 31 | 30 | 31 |  |  |  | 365 | 298.0859 | 237.2548 | 196.7008 | 182
Messstation Außentemp.
[5 empty] | mittl. Außentemp. |  |  | [°C] |  | -1.3 | 0.6 | 4.1 | 9.5 | 12.9 | 15.7 | 18 | 18.3 | 14.4 | 9.1 | 4.7 | 1.3 |  |  |  | 8.9868 | 6.8399 | 4.8882 | 3.5871 | 3.1154
Messstation Strahlung
[6 empty] | H |  | [W/m²] |  | 33 | 52 | 82 | 190 | 211 | 256 | 255 | 179 | 135 | 75 | 39 | 22 |  |  |  | 1118.952 | 790.5243 | 491.9537 | 292.9066 | 220.752
[6 empty] | S |  | [W/m²] |  | 56 | 61 | 80 | 137 | 119 | 130 | 135 | 112 | 115 | 81 | 54 | 33 |  |  |  | 813.216 | 613.0791 | 431.1365 | 309.8415 | 265.872
[6 empty] | SO/SW |  | [W/m²] |  | 44 | 52 | 70 | 140 | 132 | 146 | 153 | 120 | 109 | 69 | 44 | 26 |  |  |  | 807.84 | 593.6709 | 398.9717 | 269.1723 | 222.12
[6 empty] | O/W |  | [W/m²] |  | 25 | 37 | 53 | 125 | 131 | 150 | 156 | 115 | 90 | 51 | 28 | 15 |  |  |  | 714.048 | 508.5931 | 321.8159 | 197.2978 | 152.16
[6 empty] | NO/NW |  | [W/m²] |  | 14 | 25 | 38 | 89 | 105 | 124 | 128 | 90 | 62 | 35 | 18 | 10 |  |  |  | 540.24 | 379.9708 | 234.2715 | 137.1387 | 101.928
[6 empty] | N |  | [W/m²] |  | 14 | 23 | 34 | 64 | 81 | 99 | 100 | 70 | 48 | 33 | 18 | 10 |  |  |  | 434.784 | 310.9512 | 198.3759 | 123.3257 | 96.12
[6 empty] | S_45 |  | [W/m²] |  | 57 | 71 | 101 | 205 | 200 | 231 | 235 | 178 | 157 | 97 | 59 | 34 |  |  |  | 1188.24 | 865.3585 | 571.8299 | 376.1441 | 305.208
[6 empty] | SO/SW_45 |  | [W/m²] |  | 49 | 64 | 92 | 198 | 200 | 232 | 236 | 175 | 148 | 88 | 51 | 30 |  |  |  | 1143.168 | 824.7796 | 535.3356 | 342.373 | 272.424
[6 empty] | O/W_45 |  | [W/m²] |  | 32 | 49 | 74 | 172 | 187 | 221 | 224 | 160 | 123 | 69 | 37 | 20 |  |  |  | 1000.992 | 709.808 | 445.0954 | 268.6202 | 204.648
[6 empty] | NO/NW_45 |  | [W/m²] |  | 20 | 35 | 56 | 132 | 158 | 194 | 194 | 133 | 91 | 51 | 26 | 14 |  |  |  | 808.224 | 566.4995 | 346.7499 | 200.2501 | 147.144
[6 empty] | N_45 |  | [W/m²] |  | 19 | 32 | 47 | 101 | 143 | 184 | 180 | 115 | 66 | 45 | 24 | 14 |  |  |  | 710.376 | 498.8133 | 306.4835 | 178.2637 | 131.784
[10 empty] | 2002-07-01: zum Vergleich: |  | Raumtemp. [°C] |  | 19 | 19 | 19 | 19 | 19
[23 empty] | FGT [kKh/a] |  | 87.7152 | 86.9938 | 80.3542 | 72.7617 | 69.384
[10 empty] | 2002-07-01: DIN V 4108-6: |  | Gt [Kd/a] |  | 3700 | 3600 | 3300 | 2894.7368
[23 empty] | FGT [kKh/a] |  | 88.8 | 86.4 | 79.2 | 69.4737
|  |  | Lfd. Nr. |  | Klima-Region |  |  |  |  | 2002-01-01: Name
| de.cr.01.Norderney |  | 2 |  | 1 |  |  |  |  | 2002-01-01: Norderney (Region 1)
[10 empty] | 2002-01-01 | 2002-02-01 | 2002-03-01 | 2002-04-01 | 2002-05-01 | 2002-06-01 | 2002-07-01 | 2002-08-01 | 2002-09-01 | 2002-10-01 | 2002-11-01 | 2002-12-01 |  |  |  | Jahr |  | lineare Interpolation |  | Winter-HJ
[5 empty] | Heizgrenze | [19 empty] | 16.8 | 15 | 12 | 10 | 9.05
[5 empty] | Tage pro Monat |  |  |  |  | 31 | 28 | 31 | 30 | 31 | 30 | 31 | 31 | 30 | 31 | 30 | 31 |  |  |  | 365 | 322.4968 | 251.6581 | 204.4323 | 182
[5 empty] | Messstation Außentemp. |  |  |  |  | 2002-01-01: Norderney
[5 empty] | mittl. Außentemp. |  |  | [°C] |  | 1.6 | 1.8 | 4 | 6.9 | 11.2 | 14.4 | 16.3 | 16.8 | 14.5 | 10.8 | 6.3 | 3.2 |  |  |  | 9.0255 | 8.0101 | 6.3179 | 5.1897 | 4.6538
[5 empty] | Messstation Strahlung |  |  |  |  | 2002-01-01: Norderney
[6 empty] | H |  | [W/m²] |  | 24 | 55 | 96 | 171 | 220 | 213 | 211 | 178 | 117 | 66 | 33 | 16 |  |  |  | 1024.824 | 835.8087 | 520.7831 | 310.7661 | 211.008
[6 empty] | S |  | [W/m²] |  | 44 | 86 | 102 | 134 | 136 | 119 | 123 | 126 | 110 | 86 | 56 | 27 |  |  |  | 838.608 | 711.377 | 499.3254 | 357.9577 | 290.808
[6 empty] | SO/SW |  | [W/m²] |  | 34 | 68.5 | 89 | 131 | 145 | 129.5 | 131 | 126 | 99.5 | 71 | 44.5 | 21 |  |  |  | 796.32 | 666.6531 | 450.5416 | 306.4673 | 238.032
[6 empty] | O/W |  | [W/m²] |  | 19 | 41 | 65 | 111 | 138.5 | 129 | 127 | 111 | 77 | 45.5 | 23.5 | 11 |  |  |  | 657.36 | 539.2902 | 342.5073 | 211.3186 | 149.004
[6 empty] | NO/NW |  | [W/m²] |  | 12 | 25 | 44.5 | 81 | 109 | 108 | 104.5 | 84.5 | 54 | 29 | 15 | 8 |  |  |  | 493.836 | 401.7057 | 248.1553 | 145.7883 | 97.164
[6 empty] | N |  | [W/m²] |  | 12 | 23 | 39 | 65 | 88 | 90 | 88 | 69 | 46 | 27 | 15 | 8 |  |  |  | 417.24 | 341.2916 | 214.711 | 130.3239 | 90.24
[6 empty] | S_45 |  | [W/m²] |  | 44 | 91 | 126 | 192 | 221 | 201 | 204 | 190 | 144 | 98 | 58 | 24 |  |  |  | 1164.36 | 968.2877 | 641.5006 | 423.6426 | 320.16
[6 empty] | SO/SW_45 |  | [W/m²] |  | 37 | 78.5 | 114.5 | 182.5 | 216.5 | 200 | 200.5 | 182 | 133 | 85.5 | 48.5 | 23 |  |  |  | 1097.928 | 908.2159 | 592.0291 | 381.2378 | 281.112
[6 empty] | O/W_45 |  | [W/m²] |  | 24.5 | 53 | 89 | 154 | 196 | 187 | 184.5 | 157.5 | 107 | 61 | 31.5 | 15 |  |  |  | 922.116 | 754.2324 | 474.4265 | 287.8892 | 199.284
[6 empty] | NO/NW_45 |  | [W/m²] |  | 17 | 34 | 63 | 116 | 158 | 159.5 | 154.5 | 124 | 77.5 | 41 | 21 | 12 |  |  |  | 715.836 | 581.3781 | 357.2816 | 207.8839 | 136.92
[6 empty] | N_45 |  | [W/m²] |  | 16 | 31 | 53 | 86 | 134 | 145 | 138 | 96 | 62 | 37 | 20 | 12 |  |  |  | 607.776 | 495.1884 | 307.5425 | 182.4452 | 123.024
[10 empty] | 2002-07-01: zum Vergleich: |  | Raumtemp. [°C] |  | 19 | 19 | 19 | 19 | 19
[23 empty] | FGT [kKh/a] |  | 87.3768 | 85.0607 | 76.5973 | 67.7584 | 62.664
[10 empty] | 2002-07-01: DIN V 4108-6: |  | Gt [Kd/a] |  | 3657 | 3503 | 3176 | 2923
[23 empty] | FGT [kKh/a] |  | 87.768 | 84.072 | 76.224 | 70.152
|  |  | Lfd. Nr. |  | Klima-Region |  |  |  |  | 2002-01-01: Name
| de.cr.02.Hamburg |  | 3 |  | 2 |  |  |  |  | 2002-01-01: Hamburg (Region 2)
[10 empty] | 2002-01-01 | 2002-02-01 | 2002-03-01 | 2002-04-01 | 2002-05-01 | 2002-06-01 | 2002-07-01 | 2002-08-01 | 2002-09-01 | 2002-10-01 | 2002-11-01 | 2002-12-01 |  |  |  | Jahr |  | lineare Interpolation |  | Winter-HJ
[5 empty] | Heizgrenze | [19 empty] | 16.8 | 15 | 12 | 10 | 8.55
[5 empty] | Tage pro Monat |  |  |  |  | 31 | 28 | 31 | 30 | 31 | 30 | 31 | 31 | 30 | 31 | 30 | 31 |  |  |  | 365 | 325.0727 | 258.5273 | 214.1636 | 182
[5 empty] | Messstation Außentemp. |  |  |  |  | 2002-01-01: Hamburg
[5 empty] | mittl. Außentemp. |  |  | [°C] |  | 0.5 | 1.1 | 3.7 | 7.3 | 12.2 | 15.5 | 16.8 | 16.6 | 13.5 | 9.7 | 5.1 | 1.9 |  |  |  | 8.7019 | 7.6108 | 5.7924 | 4.58 | 3.7011
[5 empty] | Messstation Strahlung |  |  |  |  | 2002-01-01: Hamburg
[6 empty] | H |  | [W/m²] |  | 22 | 50 | 83 | 150 | 202 | 190 | 196 | 167 | 108 | 62 | 30 | 15 |  |  |  | 933.528 | 771.4364 | 501.2836 | 321.1818 | 190.608
[6 empty] | S |  | [W/m²] |  | 40 | 76 | 85 | 115 | 123 | 105 | 113 | 117 | 99 | 81 | 53 | 27 |  |  |  | 754.896 | 647.4825 | 468.4599 | 349.1116 | 262.584
[6 empty] | SO/SW |  | [W/m²] |  | 31 | 61.5 | 74.5 | 114.5 | 133.5 | 115.5 | 123 | 119.5 | 90.5 | 66.5 | 42 | 21.5 |  |  |  | 726.036 | 614.6533 | 429.0155 | 305.2569 | 215.532
[6 empty] | O/W |  | [W/m²] |  | 17 | 37.5 | 56 | 100.5 | 130 | 117.5 | 123 | 107 | 72 | 43.5 | 22.5 | 10.5 |  |  |  | 612.528 | 508.5338 | 335.2102 | 219.6611 | 135.888
[6 empty] | NO/NW |  | [W/m²] |  | 11 | 22.5 | 40 | 74.5 | 104 | 99.5 | 102.5 | 82 | 51.5 | 28 | 13 | 7 |  |  |  | 465.468 | 383.2126 | 246.1202 | 154.7253 | 88.464
[6 empty] | N |  | [W/m²] |  | 11 | 21 | 35 | 60 | 84 | 84 | 85 | 66 | 44 | 25 | 13 | 7 |  |  |  | 391.704 | 324.024 | 211.224 | 136.024 | 81.504
[6 empty] | S_45 |  | [W/m²] |  | 40 | 82 | 105 | 166 | 200 | 177 | 187 | 177 | 130 | 91 | 54 | 27 |  |  |  | 1049.832 | 883.9754 | 607.5478 | 423.2627 | 289.656
[6 empty] | SO/SW_45 |  | [W/m²] |  | 34 | 70.5 | 96.5 | 159 | 198 | 177.5 | 186 | 171 | 120 | 80.5 | 45.5 | 23 |  |  |  | 995.832 | 834.0284 | 564.3556 | 384.5738 | 254.232
[6 empty] | O/W_45 |  | [W/m²] |  | 22 | 48.5 | 76.5 | 137 | 181.5 | 168 | 174 | 149.5 | 98.5 | 58 | 29 | 14 |  |  |  | 846.564 | 701.2025 | 458.9335 | 297.4207 | 180.324
[6 empty] | NO/NW_45 |  | [W/m²] |  | 15 | 31 | 56 | 106 | 149 | 145.5 | 148 | 118.5 | 73.5 | 39 | 18.5 | 10 |  |  |  | 666.564 | 548.0625 | 350.5599 | 218.8916 | 123.432
[6 empty] | N_45 |  | [W/m²] |  | 15 | 28 | 48 | 80 | 127 | 133 | 133 | 93 | 60 | 35 | 18 | 10 |  |  |  | 571.32 | 471.1327 | 304.1537 | 192.8345 | 112.128
[10 empty] | 2002-07-01: zum Vergleich: |  | Raumtemp. [°C] |  | 19 | 19 | 19 | 19 | 19
[23 empty] | FGT [kKh/a] |  | 90.2112 | 88.8554 | 81.9489 | 74.1176 | 66.8256
[10 empty] | 2002-07-01: DIN V 4108-6: |  | Gt [Kd/a] |  | 3806 | 3689 | 3377 | 3120
[23 empty] | FGT [kKh/a] |  | 91.344 | 88.536 | 81.048 | 74.88
|  |  | Lfd. Nr. |  | Klima-Region |  |  |  |  | 2002-01-01: Name
| de.cr.03.Arkona |  | 4 |  | 3 |  |  |  |  | 2002-01-01: Arkona (Region 3)
[10 empty] | 2002-01-01 | 2002-02-01 | 2002-03-01 | 2002-04-01 | 2002-05-01 | 2002-06-01 | 2002-07-01 | 2002-08-01 | 2002-09-01 | 2002-10-01 | 2002-11-01 | 2002-12-01 |  |  |  | Jahr |  | lineare Interpolation |  | Winter-HJ
[5 empty] | Heizgrenze | [19 empty] | 16.5 | 15 | 12 | 10 | 7.65
[5 empty] | Tage pro Monat |  |  |  |  | 31 | 28 | 31 | 30 | 31 | 30 | 31 | 31 | 30 | 31 | 30 | 31 |  |  |  | 365 | 333.9831 | 271.9492 | 230.5932 | 182
[5 empty] | Messstation Außentemp. |  |  |  |  | 2002-01-01: Arkona
[5 empty] | mittl. Außentemp. |  |  | [°C] |  | 0.2 | 0.2 | 2.1 | 5 | 9.7 | 14.1 | 16.2 | 16.5 | 13.6 | 9.9 | 5.3 | 2 |  |  |  | 7.9458 | 7.1622 | 5.5952 | 4.5506 | 3.3231
[5 empty] | Messstation Strahlung |  |  |  |  | 2002-01-01: Arkona
[6 empty] | H |  | [W/m²] |  | 18 | 46 | 91 | 163 | 225 | 225 | 227 | 181 | 118 | 63 | 28 | 14 |  |  |  | 1024.728 | 883.1565 | 600.0134 | 411.2514 | 189.456
[6 empty] | S |  | [W/m²] |  | 29 | 68 | 98 | 132 | 143 | 126 | 133 | 135 | 119 | 87 | 52 | 28 |  |  |  | 840.408 | 742.5734 | 546.9043 | 416.4582 | 263.184
[6 empty] | SO/SW |  | [W/m²] |  | 22.5 | 55.5 | 87 | 128 | 151.5 | 138.5 | 144 | 134 | 106 | 70.5 | 40 | 21.5 |  |  |  | 803.76 | 704.1417 | 504.9051 | 372.0807 | 216.012
[6 empty] | O/W |  | [W/m²] |  | 12.5 | 34 | 65 | 107 | 140.5 | 137 | 139 | 114 | 79 | 44.5 | 21 | 10 |  |  |  | 661.5 | 572.462 | 394.3861 | 275.6688 | 136.176
[6 empty] | NO/NW |  | [W/m²] |  | 9 | 21 | 44 | 76 | 105.5 | 110.5 | 109 | 81.5 | 51.5 | 27 | 12 | 7 |  |  |  | 479.064 | 412.6938 | 279.9535 | 191.4599 | 87.48
[6 empty] | N |  | [W/m²] |  | 9 | 20 | 37 | 60 | 80 | 88 | 85 | 63 | 43 | 25 | 12 | 7 |  |  |  | 387.264 | 335.2043 | 231.085 | 161.6721 | 80.112
[6 empty] | S_45 |  | [W/m²] |  | 29 | 74 | 120 | 187 | 231 | 215 | 224 | 201 | 152 | 97 | 52 | 27 |  |  |  | 1177.224 | 1026.8945 | 726.2355 | 525.7962 | 290.28
[6 empty] | SO/SW_45 |  | [W/m²] |  | 25.5 | 63.5 | 110 | 177 | 225 | 213 | 220 | 191 | 138.5 | 84 | 43 | 22 |  |  |  | 1107.012 | 962.3164 | 672.9252 | 479.9978 | 253.308
[6 empty] | O/W_45 |  | [W/m²] |  | 17 | 44 | 86 | 148 | 199.5 | 197 | 199 | 160.5 | 107.5 | 58.5 | 27 | 13.5 |  |  |  | 920.904 | 795.1928 | 543.7704 | 376.1555 | 179.208
[6 empty] | NO/NW_45 |  | [W/m²] |  | 13 | 29 | 61.5 | 109 | 155 | 163.5 | 160.5 | 120 | 74 | 38 | 17 | 10 |  |  |  | 696.36 | 599.158 | 404.7539 | 275.1512 | 122.868
[6 empty] | N_45 |  | [W/m²] |  | 13 | 27 | 50 | 78 | 125 | 146 | 138 | 87 | 56 | 33 | 17 | 10 |  |  |  | 571.248 | 492.9429 | 336.3327 | 231.926 | 109.248
[10 empty] | 2002-07-01: zum Vergleich: |  | Raumtemp. [°C] |  | 19 | 19 | 19 | 19 | 19
[23 empty] | FGT [kKh/a] |  | 96.8352 | 94.8866 | 87.4899 | 79.9666 | 68.4768
[10 empty] | 2002-07-01: DIN V 4108-6: |  | Gt [Kd/a] |  | 4052 | 3925 | 3614 | 3384
[23 empty] | FGT [kKh/a] |  | 97.248 | 94.2 | 86.736 | 81.216
|  |  | Lfd. Nr. |  | TRY-Region |  |  |  |  | 2002-01-01: Name
| de.cr.04.Potsdam |  | 5 |  | 4 |  |  |  |  | 2002-01-01: Potsdam (Region 4)
[10 empty] | 2002-01-01 | 2002-02-01 | 2002-03-01 | 2002-04-01 | 2002-05-01 | 2002-06-01 | 2002-07-01 | 2002-08-01 | 2002-09-01 | 2002-10-01 | 2002-11-01 | 2002-12-01 |  |  |  | Jahr |  | lineare Interpolation |  | Winter-HJ
[5 empty] | Heizgrenze | [19 empty] | 17.9 | 15 | 12 | 10 | 8.75
[5 empty] | Tage pro Monat |  |  |  |  | 31 | 28 | 31 | 30 | 31 | 30 | 31 | 31 | 30 | 31 | 30 | 31 |  |  |  | 365 | 307 | 247 | 207 | 182
[5 empty] | Messstation Außentemp. |  |  |  |  | 2002-01-01: Potsdam
[5 empty] | mittl. Außentemp. |  |  | [°C] |  | -0.9 | 0.2 | 3.7 | 8 | 13.2 | 16.6 | 17.9 | 17.5 | 13.9 | 9.4 | 4.2 | 0.7 |  |  |  | 8.7482 | 6.9011 | 4.9903 | 3.7165 | 2.9203
[5 empty] | Messstation Strahlung |  |  |  |  | 2002-01-01: Potsdam
[6 empty] | H |  | [W/m²] |  | 26 | 54 | 93 | 151 | 203 | 199 | 213 | 182 | 120 | 71 | 33 | 18 |  |  |  | 998.112 | 749.8492 | 493.0256 | 321.8098 | 214.8
[6 empty] | S |  | [W/m²] |  | 41 | 80 | 95 | 115 | 122 | 108 | 120 | 127 | 110 | 90 | 53 | 30 |  |  |  | 796.68 | 633.6791 | 465.0574 | 352.643 | 282.384
[6 empty] | SO/SW |  | [W/m²] |  | 32 | 64.5 | 83.5 | 113 | 131 | 119.5 | 132 | 128 | 99 | 74.5 | 41.5 | 24 |  |  |  | 762.024 | 594.1777 | 420.5436 | 304.7875 | 232.44
[6 empty] | O/W |  | [W/m²] |  | 18 | 39.5 | 62.5 | 97.5 | 124.5 | 121 | 130.5 | 113.5 | 77.5 | 48.5 | 23 | 12 |  |  |  | 635.292 | 480.8523 | 321.087 | 214.5769 | 148.008
[6 empty] | NO/NW |  | [W/m²] |  | 12 | 24 | 43 | 72 | 97.5 | 101.5 | 107 | 85 | 54.5 | 31 | 15 | 8 |  |  |  | 476.412 | 356.1181 | 231.6761 | 148.7148 | 96.864
[6 empty] | N |  | [W/m²] |  | 12 | 22 | 37 | 58 | 76 | 84 | 86 | 69 | 47 | 28 | 14 | 8 |  |  |  | 396.048 | 298.4483 | 197.483 | 130.1729 | 88.104
[6 empty] | S_45 |  | [W/m²] |  | 42 | 86 | 119 | 167 | 202 | 185 | 204 | 193 | 145 | 104 | 55 | 31 |  |  |  | 1121.112 | 866.4521 | 603.0108 | 427.3832 | 317.616
[6 empty] | SO/SW_45 |  | [W/m²] |  | 36 | 74.5 | 108 | 159 | 197.5 | 185 | 202 | 185 | 133.5 | 91 | 47 | 26 |  |  |  | 1056.756 | 809.965 | 554.6641 | 384.4634 | 278.088
[6 empty] | O/W_45 |  | [W/m²] |  | 24 | 51.5 | 85 | 135.5 | 178 | 175 | 187.5 | 160.5 | 108 | 65.5 | 30.5 | 16 |  |  |  | 890.964 | 671.4311 | 444.3282 | 292.9262 | 198.3
[6 empty] | NO/NW_45 |  | [W/m²] |  | 18 | 33 | 61 | 104 | 144 | 150.5 | 157.5 | 125.5 | 79 | 42 | 20.5 | 12 |  |  |  | 693.696 | 516.9044 | 334.0165 | 212.0913 | 135.888
[6 empty] | N_45 |  | [W/m²] |  | 17 | 30 | 51 | 77 | 122 | 138 | 140 | 98 | 63 | 38 | 20 | 12 |  |  |  | 590.352 | 442.0241 | 288.5815 | 186.2864 | 122.352
[10 empty] | 2002-07-01: zum Vergleich: |  | Raumtemp. [°C] |  | 19 | 19 | 19 | 19 | 19
[23 empty] | FGT [kKh/a] |  | 89.8056 | 89.1445 | 83.0492 | 75.9285 | 70.236
[10 empty] | 2002-07-01: DIN V 4108-6: |  | Gt [Kd/a] |  | 3819 | 3711 | 3434 | 3210
[23 empty] | FGT [kKh/a] |  | 91.656 | 89.064 | 82.416 | 77.04
|  |  | Lfd. Nr. |  | Klima-Region |  |  |  |  | 2002-01-01: Name
| de.cr.05.Braunschweig |  | 6 |  | 5 |  |  |  |  | 2002-01-01: Braunschweig (Region 5)
[10 empty] | 2002-01-01 | 2002-02-01 | 2002-03-01 | 2002-04-01 | 2002-05-01 | 2002-06-01 | 2002-07-01 | 2002-08-01 | 2002-09-01 | 2002-10-01 | 2002-11-01 | 2002-12-01 |  |  |  | Jahr |  | lineare Interpolation |  | Winter-HJ
[5 empty] | Heizgrenze | [19 empty] | 17.1 | 15 | 12 | 10 | 8.675
[5 empty] | Tage pro Monat |  |  |  |  | 31 | 28 | 31 | 30 | 31 | 30 | 31 | 31 | 30 | 31 | 30 | 31 |  |  |  | 365 | 319.3858 | 254.2226 | 210.7804 | 182
[5 empty] | Messstation Außentemp. |  |  |  |  | 2002-01-01: Braunschweig
[5 empty] | mittl. Außentemp. |  |  | [°C] |  | 0.4 | 1 | 4 | 7.9 | 12.7 | 15.8 | 17.1 | 17 | 13 | 9.8 | 9.4 | 1.7 |  |  |  | 9.191 | 7.9996 | 6.2978 | 5.1632 | 4.4115
[5 empty] | Messstation Strahlung |  |  |  |  | 2002-01-01: Braunschweig
[6 empty] | H |  | [W/m²] |  | 29 | 58 | 94 | 155 | 206 | 202 | 206 | 177 | 115 | 69 | 34 | 18 |  |  |  | 997.752 | 803.8152 | 526.7626 | 342.0609 | 219.696
[6 empty] | S |  | [W/m²] |  | 46 | 82 | 93 | 116 | 125 | 111 | 118 | 122 | 104 | 87 | 57 | 30 |  |  |  | 796.488 | 669.3962 | 487.8366 | 366.7968 | 286.608
[6 empty] | SO/SW |  | [W/m²] |  | 36.5 | 67 | 81.5 | 114.5 | 131.5 | 120.5 | 127 | 123.5 | 94 | 72.5 | 45 | 24 |  |  |  | 758.1 | 628.2146 | 442.6639 | 318.9635 | 237.012
[6 empty] | O/W |  | [W/m²] |  | 21 | 41 | 62 | 99 | 124 | 120.5 | 125 | 110 | 74 | 48 | 25 | 12 |  |  |  | 630.36 | 511.1109 | 340.7551 | 227.1845 | 151.944
[6 empty] | NO/NW |  | [W/m²] |  | 14 | 26 | 44.5 | 74.5 | 98.5 | 103 | 105 | 84.5 | 54 | 31 | 15.5 | 9 |  |  |  | 482.868 | 387.9126 | 252.262 | 161.8283 | 101.916
[6 empty] | N |  | [W/m²] |  | 14 | 25 | 40 | 62 | 80 | 88 | 89 | 69 | 48 | 28 | 15 | 9 |  |  |  | 414.936 | 335.2651 | 221.4496 | 145.5725 | 95.304
[6 empty] | S_45 |  | [W/m²] |  | 48 | 90 | 118 | 170 | 205 | 188 | 196 | 186 | 137 | 100 | 59 | 30 |  |  |  | 1116.312 | 918.6184 | 636.1989 | 447.9193 | 323.184
[6 empty] | SO/SW_45 |  | [W/m²] |  | 40.5 | 78 | 107.5 | 161.5 | 199.5 | 187.5 | 194 | 179 | 127 | 88 | 50 | 26 |  |  |  | 1052.004 | 860.4092 | 586.7024 | 404.2312 | 283.344
[6 empty] | O/W_45 |  | [W/m²] |  | 27 | 54.5 | 85.5 | 138.5 | 180 | 176.5 | 181 | 155.5 | 104 | 64 | 33 | 17 |  |  |  | 890.304 | 719.3239 | 475.0665 | 312.2283 | 204.348
[6 empty] | NO/NW_45 |  | [W/m²] |  | 19 | 36.5 | 63.5 | 108 | 147.5 | 153.5 | 155 | 124 | 78.5 | 43.5 | 22 | 13 |  |  |  | 705.9 | 565.788 | 365.628 | 232.188 | 143.784
[6 empty] | N_45 |  | [W/m²] |  | 19 | 34 | 55 | 83 | 126 | 142 | 140 | 98 | 64 | 39 | 21 | 13 |  |  |  | 610.608 | 491.2393 | 320.7125 | 207.028 | 131.712
[10 empty] | 2002-07-01: zum Vergleich: |  | Raumtemp. [°C] |  | 19 | 19 | 19 | 19 | 19
[23 empty] | FGT [kKh/a] |  | 85.9272 | 84.3205 | 77.5006 | 69.9966 | 63.7224
[10 empty] | 2002-07-01: DIN V 4108-6: |  | Gt [Kd/a] |  | 3748 | 3633 | 3331 | 3080
[23 empty] | FGT [kKh/a] |  | 89.952 | 87.192 | 79.944 | 73.92
|  |  | Lfd. Nr. |  | Klima-Region |  |  |  |  | 2002-01-01: Name
| de.cr.06.Harzgerode |  | 7 |  | 6 |  |  |  |  | 2002-01-01: Harzgerode (Region 6)
[10 empty] | 2002-01-01 | 2002-02-01 | 2002-03-01 | 2002-04-01 | 2002-05-01 | 2002-06-01 | 2002-07-01 | 2002-08-01 | 2002-09-01 | 2002-10-01 | 2002-11-01 | 2002-12-01 |  |  |  | Jahr |  | lineare Interpolation |  | Winter-HJ
[5 empty] | Heizgrenze | [19 empty] | 15.4 | 15 | 12 | 10 | 6.8
[5 empty] | Tage pro Monat |  |  |  |  | 31 | 28 | 31 | 30 | 31 | 30 | 31 | 31 | 30 | 31 | 30 | 31 |  |  |  | 365 | 356.4884 | 292.6512 | 250.093 | 182
[5 empty] | Messstation Außentemp. |  |  |  |  | 2002-01-01: Harzgerode
[5 empty] | mittl. Außentemp. |  |  | [°C] |  | -1.8 | -1.1 | 1.8 | 5.8 | 10.8 | 14 | 15.4 | 15 | 11.8 | 7.8 | 2.9 | -0.4 |  |  |  | 6.8789 | 6.6319 | 4.7797 | 3.5449 | 1.5692
[5 empty] | Messstation Strahlung |  |  |  |  | 2002-01-01: Harzgerode
[6 empty] | H |  | [W/m²] |  | 31 | 58 | 97 | 148 | 194 | 195 | 201 | 168 | 114 | 71 | 34 | 20 |  |  |  | 974.304 | 939.5174 | 678.6179 | 504.6848 | 226.392
[6 empty] | S |  | [W/m²] |  | 50 | 80 | 96 | 110 | 115 | 106 | 113 | 115 | 99 | 85 | 50 | 32 |  |  |  | 767.424 | 745.0058 | 576.869 | 464.7779 | 285.432
[6 empty] | SO/SW |  | [W/m²] |  | 40 | 65.5 | 85 | 108.5 | 123.5 | 116 | 122.5 | 114.5 | 90 | 70.5 | 40 | 25 |  |  |  | 731.52 | 708.5129 | 535.9599 | 420.9246 | 236.868
[6 empty] | O/W |  | [W/m²] |  | 22 | 41.5 | 64 | 94.5 | 117.5 | 117.5 | 121 | 102.5 | 71.5 | 46.5 | 23.5 | 13.5 |  |  |  | 611.256 | 589.9619 | 430.2558 | 323.7851 | 153.432
[6 empty] | NO/NW |  | [W/m²] |  | 15 | 26.5 | 45 | 71.5 | 93.5 | 100.5 | 101 | 81 | 54 | 31.5 | 16 | 10 |  |  |  | 472.536 | 455.434 | 327.1694 | 241.6596 | 104.844
[6 empty] | N |  | [W/m²] |  | 15 | 25 | 40 | 59 | 75 | 86 | 85 | 69 | 49 | 30 | 16 | 10 |  |  |  | 409.056 | 394.6348 | 286.4757 | 214.3697 | 99
[6 empty] | S_45 |  | [W/m²] |  | 52 | 89 | 121 | 161 | 191 | 181 | 190 | 175 | 132 | 99 | 54 | 33 |  |  |  | 1080.552 | 1045.4383 | 782.0858 | 606.5174 | 325.608
[6 empty] | SO/SW_45 |  | [W/m²] |  | 44 | 78 | 111.5 | 154 | 187 | 180 | 188 | 168 | 122.5 | 87.5 | 46.5 | 28 |  |  |  | 1020.192 | 986.1142 | 730.531 | 560.1421 | 287.52
[6 empty] | O/W_45 |  | [W/m²] |  | 29.5 | 55 | 88.5 | 132.5 | 170 | 171 | 175.5 | 147 | 102 | 64 | 31.5 | 18.5 |  |  |  | 867.192 | 836.5697 | 606.9022 | 453.7906 | 208.812
[6 empty] | NO/NW_45 |  | [W/m²] |  | 21 | 37.5 | 64.5 | 104 | 140 | 149 | 150.5 | 119.5 | 79 | 44.5 | 23 | 14 |  |  |  | 692.976 | 667.67 | 477.8746 | 351.3444 | 148.896
[6 empty] | N_45 |  | [W/m²] |  | 20 | 34 | 55 | 80 | 121 | 139 | 136 | 98 | 65 | 40 | 23 | 14 |  |  |  | 603.984 | 582.1887 | 418.7235 | 309.7468 | 135.384
[10 empty] | 2002-07-01: zum Vergleich: |  | Raumtemp. [°C] |  | 19 | 19 | 19 | 19 | 19
[23 empty] | FGT [kKh/a] |  | 106.1808 | 105.8176 | 99.8779 | 92.765 | 76.1376
[10 empty] | 2002-07-01: DIN V 4108-6: |  | Gt [Kd/a] |  | 4439 | 4368 | 4078 | 3796
[23 empty] | FGT [kKh/a] |  | 106.536 | 104.832 | 97.872 | 91.104
|  |  | Lfd. Nr. |  | Klima-Region |  |  |  |  | 2002-01-01: Name
| de.cr.07.Essen |  | 8 |  | 7 |  |  |  |  | 2002-01-01: Essen (Region 7)
[10 empty] | 2002-01-01 | 2002-02-01 | 2002-03-01 | 2002-04-01 | 2002-05-01 | 2002-06-01 | 2002-07-01 | 2002-08-01 | 2002-09-01 | 2002-10-01 | 2002-11-01 | 2002-12-01 |  |  |  | Jahr |  | lineare Interpolation |  | Winter-HJ
[5 empty] | Heizgrenze | [19 empty] | 17.4 | 15 | 12 | 10 | 9.675
[5 empty] | Tage pro Monat |  |  |  |  | 31 | 28 | 31 | 30 | 31 | 30 | 31 | 31 | 30 | 31 | 30 | 31 |  |  |  | 365 | 308.1456 | 237.0777 | 189.699 | 182
[5 empty] | Messstation Außentemp. |  |  |  |  | 2002-01-01: Essen
[5 empty] | mittl. Außentemp. |  |  | [°C] |  | 1.9 | 2.5 | 5.1 | 8.5 | 12.9 | 15.7 | 17.4 | 17.2 | 14.4 | 10.7 | 5.7 | 2.9 |  |  |  | 9.6167 | 8.1305 | 6.2727 | 5.0342 | 4.833
[5 empty] | Messstation Strahlung |  |  |  |  | 2002-01-01: Essen
[6 empty] | H |  | [W/m²] |  | 26 | 55 | 87 | 148 | 188 | 185 | 194 | 163 | 108 | 69 | 33 | 18 |  |  |  | 932.52 | 707.8986 | 427.1219 | 239.9375 | 209.52
[6 empty] | S |  | [W/m²] |  | 42 | 80 | 83 | 109 | 111 | 100 | 108 | 110 | 95 | 85 | 52 | 26 |  |  |  | 730.44 | 586.3915 | 406.331 | 286.2906 | 266.784
[6 empty] | SO/SW |  | [W/m²] |  | 33 | 64.5 | 74 | 108 | 119 | 109.5 | 118.5 | 111.5 | 87 | 70.5 | 41 | 21 |  |  |  | 699.444 | 550.6608 | 364.6817 | 240.6957 | 220.548
[6 empty] | O/W |  | [W/m²] |  | 18.5 | 39.5 | 57 | 95.5 | 113.5 | 111 | 119 | 100.5 | 69.5 | 47 | 23 | 12 |  |  |  | 589.644 | 450.9343 | 277.5471 | 161.9556 | 143.172
[6 empty] | NO/NW |  | [W/m²] |  | 13 | 24.5 | 41.5 | 73 | 92 | 95.5 | 100 | 79 | 50.5 | 30.5 | 15 | 9 |  |  |  | 456.504 | 344.8756 | 205.34 | 112.3163 | 97.2
[6 empty] | N |  | [W/m²] |  | 12 | 22 | 37 | 60 | 75 | 82 | 84 | 66 | 45 | 28 | 15 | 9 |  |  |  | 391.608 | 297.7703 | 180.4732 | 102.2752 | 89.568
[6 empty] | S_45 |  | [W/m²] |  | 43 | 87 | 106 | 160 | 183 | 171 | 182 | 169 | 127 | 99 | 55 | 28 |  |  |  | 1030.464 | 804.5825 | 522.2307 | 333.9961 | 303.408
[6 empty] | SO/SW_45 |  | [W/m²] |  | 37 | 75.5 | 98 | 153.5 | 180 | 170 | 181.5 | 163 | 118 | 87 | 46.5 | 24 |  |  |  | 975.348 | 755.3533 | 480.3599 | 297.031 | 267.24
[6 empty] | O/W_45 |  | [W/m²] |  | 25 | 52 | 79 | 133.5 | 164 | 161.5 | 170.5 | 144 | 97 | 63 | 31 | 16 |  |  |  | 831.66 | 633.3706 | 385.5089 | 220.2677 | 193.416
[6 empty] | NO/NW_45 |  | [W/m²] |  | 18 | 33.5 | 59 | 105 | 136 | 141.5 | 146.5 | 116.5 | 74 | 43.5 | 21 | 12 |  |  |  | 663.828 | 499.9085 | 295.009 | 158.4094 | 136.212
[6 empty] | N_45 |  | [W/m²] |  | 18 | 30 | 51 | 82 | 119 | 132 | 133 | 95 | 59 | 38 | 20 | 12 |  |  |  | 577.824 | 436.5493 | 259.9559 | 142.227 | 123.096
[10 empty] | 2002-07-01: zum Vergleich: |  | Raumtemp. [°C] |  | 19 | 19 | 19 | 19 | 19
[23 empty] | FGT [kKh/a] |  | 82.1976 | 80.3853 | 72.4164 | 63.5831 | 61.8816
[10 empty] | 2002-07-01: DIN V 4108-6: |  | Gt [Kd/a] |  | 3500 | 3380 | 3065 | 2796
[23 empty] | FGT [kKh/a] |  | 84 | 81.12 | 73.56 | 67.104
|  |  | Lfd. Nr. |  | Klima-Region |  |  |  |  | 2002-01-01: Name
| de.cr.08.Geisenheim |  | 9 |  | 8 |  |  |  |  | 2002-01-01: Geisenheim (Region 8)
[10 empty] | 2002-01-01 | 2002-02-01 | 2002-03-01 | 2002-04-01 | 2002-05-01 | 2002-06-01 | 2002-07-01 | 2002-08-01 | 2002-09-01 | 2002-10-01 | 2002-11-01 | 2002-12-01 |  |  |  | Jahr |  | lineare Interpolation |  | Winter-HJ
[5 empty] | Heizgrenze | [19 empty] | 18.6 | 15 | 12 | 10 | 9.925
[5 empty] | Tage pro Monat |  |  |  |  | 31 | 28 | 31 | 30 | 31 | 30 | 31 | 31 | 30 | 31 | 30 | 31 |  |  |  | 365 | 289.0576 | 225.7723 | 183.5821 | 182
[5 empty] | Messstation Außentemp. |  |  |  |  | 2002-01-01: Geisenheim
[5 empty] | mittl. Außentemp. |  |  | [°C] |  | 1.2 | 2.3 | 5.6 | 9.4 | 13.9 | 17 | 18.6 | 18.1 | 14.7 | 10 | 5.1 | 2.3 |  |  |  | 9.8934 | 7.6336 | 5.7504 | 4.4949 | 4.4478
[5 empty] | Messstation Strahlung |  |  |  |  | 2002-01-01: Geisenheim
[6 empty] | H |  | [W/m²] |  | 29 | 62 | 101 | 159 | 198 | 207 | 216 | 181 | 126 | 70 | 35 | 21 |  |  |  | 1028.208 | 697.4977 | 421.9058 | 238.1778 | 231.288
[6 empty] | S |  | [W/m²] |  | 41 | 83 | 99 | 115 | 115 | 108 | 117 | 121 | 111 | 80 | 49 | 31 |  |  |  | 780.912 | 572.1278 | 398.1409 | 282.1497 | 277.8
[6 empty] | SO/SW |  | [W/m²] |  | 33 | 67 | 86 | 113.5 | 122.5 | 119 | 128 | 121 | 100.5 | 66.5 | 39 | 24.5 |  |  |  | 745.5 | 531.3027 | 352.8049 | 233.8064 | 229.344
[6 empty] | O/W |  | [W/m²] |  | 19.5 | 42 | 64.5 | 98.5 | 116 | 118.5 | 125 | 107.5 | 78.5 | 45 | 23 | 13.5 |  |  |  | 622.848 | 426.9565 | 263.7137 | 154.8851 | 150.804
[6 empty] | NO/NW |  | [W/m²] |  | 14 | 27 | 45 | 73 | 91.5 | 98.5 | 100 | 82 | 56 | 31.5 | 16 | 10 |  |  |  | 471.72 | 319.3024 | 192.2878 | 107.6114 | 104.436
[6 empty] | N |  | [W/m²] |  | 14 | 26 | 41 | 60 | 73 | 81 | 80 | 68 | 49 | 30 | 16 | 10 |  |  |  | 400.896 | 275.8924 | 171.7227 | 102.2762 | 99.672
[6 empty] | S_45 |  | [W/m²] |  | 44 | 93 | 126 | 173 | 194 | 192 | 205 | 188 | 150 | 95 | 53 | 33 |  |  |  | 1129.896 | 794.7835 | 515.5231 | 329.3495 | 322.368
[6 empty] | SO/SW_45 |  | [W/m²] |  | 38 | 81 | 115 | 164 | 190 | 190.5 | 202 | 180.5 | 138.5 | 84 | 46 | 28.5 |  |  |  | 1065.984 | 741.9218 | 471.8699 | 291.8353 | 285.084
[6 empty] | O/W_45 |  | [W/m²] |  | 26.5 | 57 | 90.5 | 140.5 | 171.5 | 177.5 | 186 | 156.5 | 112.5 | 62.5 | 32 | 19 |  |  |  | 901.404 | 614.0779 | 374.6396 | 215.014 | 209.028
[6 empty] | NO/NW_45 |  | [W/m²] |  | 20 | 38 | 65.5 | 109 | 140.5 | 151.5 | 155 | 124.5 | 82.5 | 44.5 | 23 | 14 |  |  |  | 708.672 | 476.5125 | 283.0462 | 154.0687 | 149.232
[6 empty] | N_45 |  | [W/m²] |  | 19 | 35 | 55 | 83 | 122 | 141 | 139 | 101 | 63 | 41 | 23 | 14 |  |  |  | 612.024 | 414.5041 | 249.9043 | 140.171 | 136.056
[10 empty] | 2002-07-01: zum Vergleich: |  | Raumtemp. [°C] |  | 19 | 19 | 19 | 19 | 19
[23 empty] | FGT [kKh/a] |  | 79.7736 | 78.8533 | 71.7937 | 63.9091 | 63.564
[10 empty] | 2002-07-01: DIN V 4108-6: |  | Gt [Kd/a] |  | 3419 | 3291 | 3009 | 2789
[23 empty] | FGT [kKh/a] |  | 82.056 | 78.984 | 72.216 | 66.936
|  |  | Lfd. Nr. |  | Klima-Region |  |  |  |  | 2002-01-01: Name
| de.cr.09.Chemnitz |  | 10 |  | 9 |  |  |  |  | 2002-01-01: Chemnitz (Region 9)
[10 empty] | 2002-01-01 | 2002-02-01 | 2002-03-01 | 2002-04-01 | 2002-05-01 | 2002-06-01 | 2002-07-01 | 2002-08-01 | 2002-09-01 | 2002-10-01 | 2002-11-01 | 2002-12-01 |  |  |  | Jahr |  | lineare Interpolation |  | Winter-HJ
[5 empty] | Heizgrenze | [19 empty] | 16.6 | 15 | 12 | 10 | 8.075
[5 empty] | Tage pro Monat |  |  |  |  | 31 | 28 | 31 | 30 | 31 | 30 | 31 | 31 | 30 | 31 | 30 | 31 |  |  |  | 365 | 330.654 | 266.2551 | 223.3226 | 182
[5 empty] | Messstation Außentemp. |  |  |  |  | 2002-01-01: Chemnitz
[5 empty] | mittl. Außentemp. |  |  | [°C] |  | -1.2 | -0.3 | 2.9 | 7 | 11.9 | 15 | 16.6 | 16.4 | 13.3 | 9.1 | 3.7 | 0.2 |  |  |  | 7.9301 | 6.8992 | 4.9663 | 3.6777 | 2.4374
[5 empty] | Messstation Strahlung |  |  |  |  | 2002-01-01: Chemnitz
[6 empty] | H |  | [W/m²] |  | 37 | 71 | 106 | 156 | 209 | 206 | 209 | 191 | 124 | 80 | 39 | 25 |  |  |  | 1063.32 | 912.6073 | 630.021 | 441.6302 | 260.304
[6 empty] | S |  | [W/m²] |  | 69 | 109 | 108 | 115 | 121 | 107 | 114 | 129 | 113 | 105 | 67 | 49 |  |  |  | 879.768 | 783.6712 | 603.4896 | 483.3685 | 367.752
[6 empty] | SO/SW |  | [W/m²] |  | 53 | 87.5 | 97 | 115.5 | 133 | 121 | 126.5 | 132.5 | 103 | 85 | 52 | 37.5 |  |  |  | 835.068 | 734.4532 | 545.8006 | 420.0321 | 298.98
[6 empty] | O/W |  | [W/m²] |  | 26 | 52.5 | 74 | 100.5 | 128.5 | 122.5 | 125 | 119 | 80.5 | 52.5 | 26 | 16.5 |  |  |  | 675.396 | 582.3689 | 407.9431 | 291.6592 | 179.736
[6 empty] | NO/NW |  | [W/m²] |  | 15.5 | 30 | 49.5 | 74 | 99.5 | 101.5 | 101 | 88 | 55.5 | 33 | 16 | 11 |  |  |  | 493.74 | 422.2394 | 288.1758 | 198.8001 | 112.776
[6 empty] | N |  | [W/m²] |  | 15 | 27 | 40 | 59 | 76 | 81 | 80 | 69 | 47 | 30 | 16 | 11 |  |  |  | 403.128 | 346.4401 | 240.1504 | 169.2906 | 101.088
[6 empty] | S_45 |  | [W/m²] |  | 69 | 117 | 137 | 171 | 205 | 190 | 198 | 202 | 151 | 120 | 69 | 48 |  |  |  | 1225.32 | 1071.6524 | 783.5257 | 591.4413 | 406.56
[6 empty] | SO/SW_45 |  | [W/m²] |  | 57.5 | 101 | 125.5 | 163.5 | 202 | 190 | 196.5 | 194.5 | 139 | 104.5 | 58.5 | 40.5 |  |  |  | 1149.816 | 1000.4591 | 720.415 | 533.719 | 354.024
[6 empty] | O/W_45 |  | [W/m²] |  | 34.5 | 68 | 99.5 | 140 | 183.5 | 179 | 182 | 168.5 | 112 | 72 | 36 | 22.5 |  |  |  | 949.236 | 816.4283 | 567.4139 | 401.4043 | 241.62
[6 empty] | NO/NW_45 |  | [W/m²] |  | 21 | 40.5 | 69.5 | 107.5 | 148.5 | 152.5 | 152 | 131 | 81 | 46 | 22.5 | 15 |  |  |  | 722.688 | 616.3549 | 416.9804 | 284.064 | 156.132
[6 empty] | N_45 |  | [W/m²] |  | 21 | 36 | 54 | 80 | 127 | 140 | 136 | 102 | 61 | 40 | 22 | 15 |  |  |  | 610.632 | 521.6926 | 354.9314 | 243.7572 | 136.752
[10 empty] | 2002-07-01: zum Vergleich: |  | Raumtemp. [°C] |  | 19 | 19 | 19 | 19 | 19
[23 empty] | FGT [kKh/a] |  | 96.972 | 96.028 | 89.6771 | 82.1238 | 72.3456
[10 empty] | 2002-07-01: DIN V 4108-6: |  | Gt [Kd/a] |  | 4090 | 3992 | 3714 | 3449
[23 empty] | FGT [kKh/a] |  | 98.16 | 95.808 | 89.136 | 82.776
|  |  | Lfd. Nr. |  | Klima-Region |  |  |  |  | 2002-01-01: Name
| de.cr.10.Hof |  | 11 |  | 10 |  |  |  |  | 2002-01-01: Hof (Region 10)
[10 empty] | 2002-01-01 | 2002-02-01 | 2002-03-01 | 2002-04-01 | 2002-05-01 | 2002-06-01 | 2002-07-01 | 2002-08-01 | 2002-09-01 | 2002-10-01 | 2002-11-01 | 2002-12-01 |  |  |  | Jahr |  | lineare Interpolation |  | Winter-HJ
[5 empty] | Heizgrenze | [19 empty] | 15.4 | 15 | 12 | 10 | 6.525
[5 empty] | Tage pro Monat |  |  |  |  | 31 | 28 | 31 | 30 | 31 | 30 | 31 | 31 | 30 | 31 | 30 | 31 |  |  |  | 365 | 356.7521 | 294.893 | 253.6535 | 182
[5 empty] | Messstation Außentemp. |  |  |  |  | 2002-01-01: Hof
[5 empty] | mittl. Außentemp. |  |  | [°C] |  | -2.9 | -1.9 | 1.5 | 5.6 | 10.6 | 13.8 | 15.4 | 14.9 | 11.7 | 7.3 | 1.9 | -1.5 |  |  |  | 6.414 | 6.1596 | 4.2519 | 2.9801 | 0.77033
[5 empty] | Messstation Strahlung |  |  |  |  | 2002-01-01: Hof
[6 empty] | H |  | [W/m²] |  | 36 | 69 | 110 | 153 | 186 | 179 | 189 | 166 | 118 | 78 | 37 | 23 |  |  |  | 983.28 | 950.5362 | 704.9573 | 541.2381 | 256.776
[6 empty] | S |  | [W/m²] |  | 72 | 106 | 113 | 114 | 106 | 92 | 101 | 110 | 110 | 116 | 72 | 48 |  |  |  | 846.096 | 825.2118 | 668.5804 | 564.1594 | 382.728
[6 empty] | SO/SW |  | [W/m²] |  | 55.5 | 87 | 102.5 | 117 | 119.5 | 105.5 | 116 | 119 | 103 | 93.5 | 55.5 | 36.5 |  |  |  | 810.804 | 788.3541 | 619.9795 | 507.7298 | 312.696
[6 empty] | O/W |  | [W/m²] |  | 28.5 | 55 | 79 | 104 | 118 | 109 | 117 | 110.5 | 82 | 58 | 29 | 16.5 |  |  |  | 662.7 | 641.5416 | 482.8536 | 377.0616 | 193.248
[6 empty] | NO/NW |  | [W/m²] |  | 15 | 31 | 52 | 75 | 92 | 90 | 93.5 | 81 | 53.5 | 30 | 15 | 10 |  |  |  | 466.836 | 450.8091 | 330.6077 | 250.4734 | 111.24
[6 empty] | N |  | [W/m²] |  | 15 | 26 | 41 | 56 | 68 | 71 | 72 | 59 | 41 | 25 | 14 | 10 |  |  |  | 364.272 | 352.1473 | 261.2123 | 200.589 | 95.256
[6 empty] | S_45 |  | [W/m²] |  | 71 | 114 | 142 | 169 | 180 | 163 | 178 | 174 | 147 | 128 | 72 | 46 |  |  |  | 1157.064 | 1123.6809 | 873.3075 | 706.3919 | 416.376
[6 empty] | SO/SW_45 |  | [W/m²] |  | 58.5 | 99 | 131 | 163 | 180 | 164.5 | 178.5 | 170 | 136.5 | 110 | 59.5 | 38.5 |  |  |  | 1088.124 | 1055.345 | 809.5025 | 645.6075 | 360.84
[6 empty] | O/W_45 |  | [W/m²] |  | 36 | 69 | 104 | 141 | 165.5 | 156.5 | 167 | 150.5 | 110 | 74 | 36.5 | 21.5 |  |  |  | 900.612 | 871.1922 | 650.5436 | 503.4446 | 247.86
[6 empty] | NO/NW_45 |  | [W/m²] |  | 21 | 41.5 | 72.5 | 106.5 | 134.5 | 134 | 138.5 | 116.5 | 76.5 | 41.5 | 20 | 13 |  |  |  | 670.428 | 647.0803 | 471.9722 | 355.2335 | 152.4
[6 empty] | N_45 |  | [W/m²] |  | 20 | 35 | 55 | 77 | 115 | 123 | 123 | 89 | 53 | 32 | 19 | 13 |  |  |  | 551.928 | 532.7529 | 388.9395 | 293.0639 | 126.48
[10 empty] | 2002-07-01: zum Vergleich: |  | Raumtemp. [°C] |  | 19 | 19 | 19 | 19 | 19
[23 empty] | FGT [kKh/a] |  | 110.2536 | 109.9401 | 104.3787 | 97.5241 | 79.6272
[10 empty] | 2002-07-01: DIN V 4108-6: |  | Gt [Kd/a] |  | 4623 | 4541 | 4294 | 4021
[23 empty] | FGT [kKh/a] |  | 110.952 | 108.984 | 103.056 | 96.504
|  |  | Lfd. Nr. |  | Klima-Region |  |  |  |  | 2002-01-01: Name
| de.cr.11.Wuerzburg |  | 12 |  | 11 |  |  |  |  | 2002-01-01: Würzburg (Region 11)
[10 empty] | 2002-01-01 | 2002-02-01 | 2002-03-01 | 2002-04-01 | 2002-05-01 | 2002-06-01 | 2002-07-01 | 2002-08-01 | 2002-09-01 | 2002-10-01 | 2002-11-01 | 2002-12-01 |  |  |  | Jahr |  | lineare Interpolation |  | Winter-HJ
[5 empty] | Heizgrenze | [19 empty] | 18.3 | 15 | 12 | 10 | 9.275
[5 empty] | Tage pro Monat |  |  |  |  | 31 | 28 | 31 | 30 | 31 | 30 | 31 | 31 | 30 | 31 | 30 | 31 |  |  |  | 365 | 298.0859 | 237.2548 | 196.7008 | 182
[5 empty] | Messstation Außentemp. |  |  |  |  | 2002-01-01: Würzburg
[5 empty] | mittl. Außentemp. |  |  | [°C] |  | -0.4 | 1 | 4.6 | 8.7 | 13.3 | 16.5 | 18.3 | 17.8 | 14.4 | 9.4 | 4.1 | 1 |  |  |  | 9.1041 | 6.9879 | 5.064 | 3.7814 | 3.3165
[5 empty] | Messstation Strahlung |  |  |  |  | 2002-01-01: Würzburg
[6 empty] | H |  | [W/m²] |  | 33 | 67 | 107 | 163 | 206 | 212 | 222 | 185 | 134 | 77 | 39 | 23 |  |  |  | 1074.216 | 773.4491 | 500.0246 | 317.7416 | 251.664
[6 empty] | S |  | [W/m²] |  | 47 | 91 | 102 | 117 | 118 | 110 | 119 | 121 | 120 | 92 | 58 | 36 |  |  |  | 825.192 | 636.4459 | 464.8585 | 350.4669 | 309
[6 empty] | SO/SW |  | [W/m²] |  | 38 | 73.5 | 90.5 | 117 | 128.5 | 123.5 | 133 | 125 | 108.5 | 77 | 46 | 28 |  |  |  | 795.072 | 598.0461 | 418.9316 | 299.522 | 256.236
[6 empty] | O/W |  | [W/m²] |  | 22.5 | 46.5 | 70 | 102.5 | 124 | 125.5 | 132 | 114 | 84.5 | 52 | 26.5 | 15 |  |  |  | 669.276 | 486.3481 | 320.0501 | 209.1847 | 168.996
[6 empty] | NO/NW |  | [W/m²] |  | 16 | 29.5 | 50 | 77 | 99 | 106 | 107.5 | 87.5 | 59 | 34 | 18 | 11 |  |  |  | 508.344 | 364.6519 | 234.0228 | 146.9367 | 115.368
[6 empty] | N |  | [W/m²] |  | 16 | 27 | 44 | 63 | 79 | 88 | 86 | 71 | 50 | 31 | 17 | 11 |  |  |  | 426.576 | 309.4565 | 202.9843 | 132.0028 | 106.272
[6 empty] | S_45 |  | [W/m²] |  | 51 | 101 | 131 | 176 | 200 | 194 | 210 | 191 | 162 | 109 | 62 | 37 |  |  |  | 1186.728 | 883.1704 | 607.209 | 423.2347 | 356.544
[6 empty] | SO/SW_45 |  | [W/m²] |  | 44 | 88.5 | 120.5 | 168 | 196.5 | 194 | 358 | 184 | 149 | 96 | 53.5 | 32 |  |  |  | 1232.976 | 897.541 | 592.6 | 389.3061 | 315.612
[6 empty] | O/W_45 |  | [W/m²] |  | 31 | 62.5 | 97 | 144.5 | 180 | 184 | 193.5 | 162 | 119.5 | 71 | 36.5 | 21 |  |  |  | 952.932 | 689.3079 | 449.6496 | 289.8774 | 231.96
[6 empty] | NO/NW_45 |  | [W/m²] |  | 23 | 41 | 71.5 | 113.5 | 148.5 | 159 | 162.5 | 129.5 | 86 | 48 | 25 | 15 |  |  |  | 748.584 | 534.3666 | 339.6236 | 209.7949 | 162.732
[6 empty] | N_45 |  | [W/m²] |  | 22 | 37 | 60 | 87 | 129 | 148 | 146 | 105 | 64 | 42 | 24 | 16 |  |  |  | 644.304 | 462.2098 | 296.6697 | 186.3095 | 146.304
[10 empty] | 2002-07-01: zum Vergleich: |  | Raumtemp. [°C] |  | 19 | 19 | 19 | 19 | 19
[23 empty] | FGT [kKh/a] |  | 86.688 | 85.9356 | 79.3532 | 71.8442 | 68.5056
[10 empty] | 2002-07-01: DIN V 4108-6: |  | Gt [Kd/a] |  | 3699 | 3587 | 3312 | 3079
[23 empty] | FGT [kKh/a] |  | 88.776 | 86.088 | 79.488 | 73.896
|  |  | Lfd. Nr. |  | Klima-Region |  |  |  |  | 2002-01-01: Name
| de.cr.12.Mannheim |  | 13 |  | 12 |  |  |  |  | 2002-01-01: Mannheim (Region 12)
[10 empty] | 2002-01-01 | 2002-02-01 | 2002-03-01 | 2002-04-01 | 2002-05-01 | 2002-06-01 | 2002-07-01 | 2002-08-01 | 2002-09-01 | 2002-10-01 | 2002-11-01 | 2002-12-01 |  |  |  | Jahr |  | lineare Interpolation |  | Winter-HJ
[5 empty] | Heizgrenze | [19 empty] | 19.5 | 15 | 12 | 10 | 10.375
[5 empty] | Tage pro Monat |  |  |  |  | 31 | 28 | 31 | 30 | 31 | 30 | 31 | 31 | 30 | 31 | 30 | 31 |  |  |  | 365 | 274.7534 | 214.589 | 174.4795 | 182
[5 empty] | Messstation Außentemp. |  |  |  |  | 2002-01-01: Mannheim
[5 empty] | mittl. Außentemp. |  |  | [°C] |  | 1.2 | 2.5 | 5.9 | 9.9 | 14.4 | 17.6 | 19.5 | 18.8 | 15.3 | 10.4 | 5.2 | 2.2 |  |  |  | 10.286 | 7.4806 | 5.6103 | 4.3635 | 4.5973
[5 empty] | Messstation Strahlung |  |  |  |  | 2002-01-01: Mannheim
[6 empty] | H |  | [W/m²] |  | 31 | 65 | 99 | 160 | 201 | 208 | 218 | 182 | 131 | 74 | 39 | 22 |  |  |  | 1046.328 | 648.6395 | 383.5138 | 206.7633 | 239.904
[6 empty] | S |  | [W/m²] |  | 44 | 89 | 95 | 114 | 115 | 107 | 117 | 119 | 117 | 88 | 59 | 34 |  |  |  | 800.976 | 552.1795 | 386.3152 | 275.739 | 296.472
[6 empty] | SO/SW |  | [W/m²] |  | 36 | 72 | 84.5 | 114.5 | 124.5 | 120 | 130 | 122.5 | 106.5 | 72.5 | 46 | 27 |  |  |  | 771.192 | 511.7908 | 338.8567 | 223.5672 | 245.184
[6 empty] | O/W |  | [W/m²] |  | 21 | 45 | 65 | 101.5 | 120.5 | 122 | 129 | 112 | 83 | 49 | 27 | 14 |  |  |  | 650.172 | 408.7077 | 247.7315 | 140.414 | 160.536
[6 empty] | NO/NW |  | [W/m²] |  | 15 | 28 | 46 | 76.5 | 96.5 | 103 | 105 | 86 | 57 | 32.5 | 18 | 11 |  |  |  | 493.704 | 304.2454 | 177.9396 | 93.7358 | 109.524
[6 empty] | N |  | [W/m²] |  | 15 | 26 | 40 | 61 | 77 | 85 | 84 | 69 | 48 | 30 | 17 | 11 |  |  |  | 411.936 | 258.6648 | 156.4839 | 88.3634 | 101.136
[6 empty] | S_45 |  | [W/m²] |  | 48 | 99 | 123 | 171 | 195 | 191 | 205 | 187 | 158 | 103 | 63 | 36 |  |  |  | 1153.656 | 753.6477 | 486.9755 | 309.194 | 342.528
[6 empty] | SO/SW_45 |  | [W/m²] |  | 41.5 | 86 | 112.5 | 164.5 | 191.5 | 190 | 203.5 | 181 | 145 | 91.5 | 54 | 31 |  |  |  | 1090.572 | 701.8785 | 442.7495 | 269.9969 | 302.388
[6 empty] | O/W_45 |  | [W/m²] |  | 28.5 | 60 | 90.5 | 142.5 | 175.5 | 180 | 189 | 159.5 | 117 | 67 | 36 | 20 |  |  |  | 925.8 | 577.4896 | 345.2827 | 190.4781 | 219.504
[6 empty] | NO/NW_45 |  | [W/m²] |  | 21 | 39 | 66 | 111.5 | 145 | 155.5 | 159 | 127.5 | 84.5 | 46 | 25 | 15 |  |  |  | 728.436 | 445.3103 | 256.5598 | 130.7262 | 154.32
[6 empty] | N_45 |  | [W/m²] |  | 21 | 35 | 55 | 89 | 127 | 145 | 143 | 104 | 62 | 40 | 24 | 15 |  |  |  | 629.64 | 387.3176 | 225.7693 | 118.0705 | 138.264
[10 empty] | 2002-07-01: zum Vergleich: |  | Raumtemp. [°C] |  | 19 | 19 | 19 | 19 | 19
[23 empty] | FGT [kKh/a] |  | 76.3344 | 75.9598 | 68.9587 | 61.2906 | 62.9112
[10 empty] | 2002-07-01: DIN V 4108-6: |  | Gt [Kd/a] |  | 3305 | 3181 | 2924 | 2711
[23 empty] | FGT [kKh/a] |  | 79.32 | 76.344 | 70.176 | 65.064
|  |  | Lfd. Nr. |  | Klima-Region |  |  |  |  | 2002-01-01: Name
| de.cr.13.Freiburg |  | 14 |  | 13 |  |  |  |  | 2002-01-01: Freiburg (Region 13)
[10 empty] | 2002-01-01 | 2002-02-01 | 2002-03-01 | 2002-04-01 | 2002-05-01 | 2002-06-01 | 2002-07-01 | 2002-08-01 | 2002-09-01 | 2002-10-01 | 2002-11-01 | 2002-12-01 |  |  |  | Jahr |  | lineare Interpolation |  | Winter-HJ
[5 empty] | Heizgrenze | [19 empty] | 19.9 | 15 | 12 | 10 | 11.075
[5 empty] | Tage pro Monat |  |  |  |  | 31 | 28 | 31 | 30 | 31 | 30 | 31 | 31 | 30 | 31 | 30 | 31 |  |  |  | 365 | 263.3909 | 201.1813 | 159.7082 | 182
[5 empty] | Messstation Außentemp. |  |  |  |  | 2002-01-01: Freiburg
[5 empty] | mittl. Außentemp. |  |  | [°C] |  | 1.8 | 3.2 | 6.6 | 10.2 | 14.4 | 17.7 | 19.9 | 19.2 | 16.2 | 11.3 | 6 | 2.7 |  |  |  | 10.8096 | 7.7486 | 5.8745 | 4.6252 | 5.2967
[5 empty] | Messstation Strahlung |  |  |  |  | 2002-01-01: Freiburg
[6 empty] | H |  | [W/m²] |  | 36 | 67 | 110 | 157 | 197 | 224 | 229 | 200 | 142 | 85 | 46 | 30 |  |  |  | 1114.632 | 646.9505 | 360.6148 | 169.7244 | 272.328
[6 empty] | S |  | [W/m²] |  | 55 | 90 | 106 | 109 | 109 | 111 | 118 | 129 | 127 | 103 | 74 | 52 |  |  |  | 863.568 | 577.7833 | 402.8131 | 286.1663 | 348.864
[6 empty] | SO/SW |  | [W/m²] |  | 43.5 | 73.5 | 93 | 109.5 | 120 | 125.5 | 132.5 | 133.5 | 115.5 | 85 | 57.5 | 40.5 |  |  |  | 825.264 | 525.6872 | 342.2728 | 219.9965 | 285.72
[6 empty] | O/W |  | [W/m²] |  | 24.5 | 45.5 | 70 | 97 | 117 | 128.5 | 133 | 121 | 88.5 | 56.5 | 31 | 22 |  |  |  | 683.712 | 404.9234 | 234.2365 | 120.4452 | 181.608
[6 empty] | NO/NW |  | [W/m²] |  | 17 | 28 | 48.5 | 73 | 94.5 | 107 | 106.5 | 90 | 59.5 | 35 | 19 | 13 |  |  |  | 505.884 | 289.9264 | 157.7075 | 69.5616 | 116.94
[6 empty] | N |  | [W/m²] |  | 16 | 26 | 43 | 58 | 75 | 85 | 82 | 70 | 49 | 31 | 18 | 13 |  |  |  | 414.192 | 243.662 | 139.2559 | 69.6518 | 107.064
[6 empty] | S_45 |  | [W/m²] |  | 58 | 102 | 137 | 166 | 188 | 204 | 215 | 208 | 173 | 121 | 78 | 53 |  |  |  | 1244.784 | 775.3035 | 487.8664 | 296.2417 | 399.24
[6 empty] | SO/SW_45 |  | [W/m²] |  | 50.5 | 88.5 | 124.5 | 159.5 | 186 | 203.5 | 213 | 201 | 159 | 106.5 | 66 | 44.5 |  |  |  | 1171.776 | 715.2348 | 435.7198 | 249.3765 | 349.536
[6 empty] | O/W_45 |  | [W/m²] |  | 33.5 | 61.5 | 98.5 | 138 | 171.5 | 192 | 197 | 174.5 | 126.5 | 77 | 42 | 28.5 |  |  |  | 980.94 | 574.1306 | 325.0636 | 159.019 | 248.268
[6 empty] | NO/NW_45 |  | [W/m²] |  | 23 | 39.5 | 70.5 | 108 | 143 | 165 | 164 | 136 | 88 | 49.5 | 26 | 19 |  |  |  | 755.304 | 427.9829 | 227.5822 | 93.9818 | 165.792
[6 empty] | N_45 |  | [W/m²] |  | 23 | 35 | 57 | 84 | 127 | 153 | 148 | 109 | 61 | 41 | 25 | 19 |  |  |  | 645.936 | 368.1735 | 198.1148 | 84.7423 | 145.68
[10 empty] | 2002-07-01: zum Vergleich: |  | Raumtemp. [°C] |  | 19 | 19 | 19 | 19 | 19
[23 empty] | FGT [kKh/a] |  | 71.748 | 71.1243 | 63.3743 | 55.0987 | 59.856
[10 empty] | 2002-07-01: DIN V 4108-6: |  | Gt [Kd/a] |  | 3178 | 3060 | 2796 | 2560
[23 empty] | FGT [kKh/a] |  | 76.272 | 73.44 | 67.104 | 61.44
|  |  | Lfd. Nr. |  | Klima-Region |  |  |  |  | 2002-01-01: Name
| de.cr.14.Muenchen |  | 15 |  | 14 |  |  |  |  | 2002-01-01: Weihenstephan (Region 14)
[10 empty] | 2002-01-01 | 2002-02-01 | 2002-03-01 | 2002-04-01 | 2002-05-01 | 2002-06-01 | 2002-07-01 | 2002-08-01 | 2002-09-01 | 2002-10-01 | 2002-11-01 | 2002-12-01 |  |  |  | Jahr |  | lineare Interpolation |  | Winter-HJ
[5 empty] | Heizgrenze | [19 empty] | 16.7 | 15 | 12 | 10 | 7.775
[5 empty] | Tage pro Monat |  |  |  |  | 31 | 28 | 31 | 30 | 31 | 30 | 31 | 31 | 30 | 31 | 30 | 31 |  |  |  | 365 | 330.1429 | 268.6303 | 227.6218 | 182
[5 empty] | Messstation Außentemp. |  |  |  |  | 2002-01-01: München
[5 empty] | mittl. Außentemp. |  |  | [°C] |  | -2.1 | -0.7 | 3 | 7.3 | 11.9 | 15 | 16.7 | 16.1 | 12.9 | 7.9 | 2.8 | -0.7 |  |  |  | 7.554 | 6.4453 | 4.4889 | 3.1846 | 1.7335
[5 empty] | Messstation Strahlung |  |  |  |  | 2002-01-01: Weihenstephan
[6 empty] | H |  | [W/m²] |  | 40 | 75 | 117 | 167 | 209 | 213 | 222 | 192 | 140 | 86 | 45 | 30 |  |  |  | 1123.824 | 964.2217 | 682.5706 | 494.8032 | 285.912
[6 empty] | S |  | [W/m²] |  | 58 | 100 | 111 | 117 | 116 | 108 | 116 | 124 | 124 | 107 | 68 | 46 |  |  |  | 871.872 | 773.5589 | 600.0651 | 484.4026 | 355.728
[6 empty] | SO/SW |  | [W/m²] |  | 46.5 | 81.5 | 100 | 119 | 128 | 122 | 130 | 128 | 113.5 | 88.5 | 53 | 37 |  |  |  | 837.72 | 734.4011 | 552.0737 | 430.5222 | 295.296
[6 empty] | O/W |  | [W/m²] |  | 27 | 51.5 | 77.5 | 106 | 125 | 124.5 | 130 | 116 | 88.5 | 58 | 30.5 | 20.5 |  |  |  | 698.424 | 602.0994 | 432.1149 | 318.7919 | 192.72
[6 empty] | NO/NW |  | [W/m²] |  | 19 | 32.5 | 54 | 79.5 | 100 | 105.5 | 106.5 | 88 | 60.5 | 35.5 | 19 | 14 |  |  |  | 522.528 | 447.1246 | 314.0597 | 225.3498 | 126.66
[6 empty] | N |  | [W/m²] |  | 19 | 30 | 46 | 64 | 79 | 86 | 85 | 70 | 50 | 32 | 19 | 14 |  |  |  | 434.52 | 373.9303 | 267.0073 | 195.7252 | 116.424
[6 empty] | S_45 |  | [W/m²] |  | 62 | 112 | 144 | 178 | 201 | 194 | 208 | 198 | 169 | 125 | 72 | 48 |  |  |  | 1250.208 | 1089.9931 | 807.261 | 618.773 | 409.08
[6 empty] | SO/SW_45 |  | [W/m²] |  | 53.5 | 98.5 | 133 | 171 | 198 | 194.5 | 206.5 | 191 | 156 | 109.5 | 61.5 | 41.5 |  |  |  | 1180.104 | 1024.1931 | 749.0563 | 565.6318 | 361.572
[6 empty] | O/W_45 |  | [W/m²] |  | 37 | 69.5 | 107 | 149 | 182.5 | 184.5 | 192 | 167.5 | 125.5 | 79 | 40.5 | 28 |  |  |  | 996.336 | 856.5783 | 609.947 | 445.5262 | 262.608
[6 empty] | NO/NW_45 |  | [W/m²] |  | 26.5 | 45.5 | 77.5 | 117 | 151 | 160 | 162.5 | 132 | 89.5 | 50.5 | 27 | 20 |  |  |  | 775.176 | 661.7794 | 461.6678 | 328.2601 | 179.844
[6 empty] | N_45 |  | [W/m²] |  | 26 | 41 | 61 | 90 | 133 | 150 | 147 | 107 | 64 | 42 | 26 | 20 |  |  |  | 663.936 | 567.4011 | 397.0455 | 283.4751 | 157.128
[10 empty] | 2002-07-01: zum Vergleich: |  | Raumtemp. [°C] |  | 19 | 19 | 19 | 19 | 19
[23 empty] | FGT [kKh/a] |  | 100.2672 | 99.4762 | 93.5552 | 86.3986 | 75.42
[10 empty] | 2002-07-01: DIN V 4108-6: |  | Gt [Kd/a] |  | 4063 | 3958 | 3699 | 3446
[23 empty] | FGT [kKh/a] |  | 97.512 | 94.992 | 88.776 | 82.704
|  |  | Lfd. Nr. |  | Klima-Region |  |  |  |  | 2002-01-01: Name
| de.cr.15.Garmisch |  | 16 |  | 15 |  |  |  |  | 2002-01-01: Garmisch-Patenkirchen (Region 15)
[10 empty] | 2002-01-01 | 2002-02-01 | 2002-03-01 | 2002-04-01 | 2002-05-01 | 2002-06-01 | 2002-07-01 | 2002-08-01 | 2002-09-01 | 2002-10-01 | 2002-11-01 | 2002-12-01 |  |  |  | Jahr |  | lineare Interpolation |  | Winter-HJ
[5 empty] | Heizgrenze | [19 empty] | 15.8 | 15 | 12 | 10 | 6.9
[5 empty] | Tage pro Monat |  |  |  |  | 31 | 28 | 31 | 30 | 31 | 30 | 31 | 31 | 30 | 31 | 30 | 31 |  |  |  | 365 | 348.5506 | 286.8652 | 245.7416 | 182
[5 empty] | Messstation Außentemp. |  |  |  |  | 2002-01-01: Garmisch-Patenkirchen
[5 empty] | mittl. Außentemp. |  |  | [°C] |  | -3 | -1.3 | 1.9 | 6.1 | 10.8 | 13.8 | 15.8 | 15 | 12.2 | 7.4 | 1.7 | -2.7 |  |  |  | 6.5173 | 5.9938 | 4.0307 | 2.7219 | 0.69341
[5 empty] | Messstation Strahlung |  |  |  |  | 2002-01-01: Garmisch-Patenkirchen
[6 empty] | H |  | [W/m²] |  | 53 | 86 | 131 | 171 | 203 | 211 | 226 | 192 | 144 | 100 | 58 | 41 |  |  |  | 1182.096 | 1106.5235 | 823.1267 | 634.1954 | 341.352
[6 empty] | S |  | [W/m²] |  | 105 | 127 | 129 | 120 | 111 | 105 | 115 | 123 | 130 | 133 | 106 | 89 |  |  |  | 1016.184 | 969.8689 | 796.1871 | 680.3992 | 500.928
[6 empty] | SO/SW |  | [W/m²] |  | 80 | 102.5 | 115.5 | 121 | 123.5 | 119.5 | 130.5 | 130 | 120 | 109 | 81.5 | 67 |  |  |  | 949.212 | 900.2002 | 716.4061 | 593.8766 | 403.956
[6 empty] | O/W |  | [W/m²] |  | 39.5 | 62 | 86.5 | 107 | 121.5 | 123.5 | 132 | 119.5 | 93.5 | 69 | 41.5 | 33 |  |  |  | 751.968 | 706.0541 | 533.877 | 419.0923 | 241.176
[6 empty] | NO/NW |  | [W/m²] |  | 20 | 34 | 57 | 79.5 | 96.5 | 103 | 105 | 87.5 | 60 | 38 | 21 | 16 |  |  |  | 525.048 | 490.0263 | 358.6951 | 271.1409 | 135.432
[6 empty] | N |  | [W/m²] |  | 19 | 30 | 47 | 63 | 75 | 82 | 80 | 65 | 47 | 33 | 20 | 16 |  |  |  | 422.04 | 394.9011 | 293.1303 | 225.2831 | 120.12
[6 empty] | S_45 |  | [W/m²] |  | 105 | 140 | 168 | 183 | 194 | 192 | 211 | 200 | 177 | 154 | 109 | 86 |  |  |  | 1401.792 | 1325.6068 | 1039.9124 | 849.4495 | 554.232
[6 empty] | SO/SW_45 |  | [W/m²] |  | 86 | 120.5 | 153 | 175.5 | 191.5 | 192.5 | 210 | 193.5 | 163 | 133.5 | 90.5 | 71 |  |  |  | 1301.1 | 1226.9427 | 948.8528 | 763.4596 | 476.1
[6 empty] | O/W_45 |  | [W/m²] |  | 51 | 81.5 | 119.5 | 151.5 | 177 | 182.5 | 195 | 169.5 | 129.5 | 93 | 54.5 | 41 |  |  |  | 1057.152 | 990.9411 | 742.6503 | 577.1231 | 320.556
[6 empty] | NO/NW_45 |  | [W/m²] |  | 27 | 47 | 82 | 117.5 | 146.5 | 157.5 | 162.5 | 131.5 | 89 | 54 | 28 | 22 |  |  |  | 779.196 | 726.1792 | 527.3662 | 394.8241 | 189.384
[6 empty] | N_45 |  | [W/m²] |  | 25 | 40 | 61 | 90 | 129 | 147 | 146 | 104 | 59 | 42 | 26 | 21 |  |  |  | 651.552 | 607.049 | 440.1627 | 328.9052 | 156.456
[10 empty] | 2002-07-01: zum Vergleich: |  | Raumtemp. [°C] |  | 19 | 19 | 19 | 19 | 19
[23 empty] | FGT [kKh/a] |  | 109.3488 | 108.7999 | 103.0603 | 96.0047 | 79.9632
[10 empty] | 2002-07-01: DIN V 4108-6: |  | Gt [Kd/a] |  | 4496 | 4394 | 4136 | 3878
[23 empty] | FGT [kKh/a] |  | 107.904 | 105.456 | 99.264 | 93.072
|  |  | Lfd. Nr. |  | Klima-Region |  |  |  |  | 2002-01-01: Name
| de.reg.bl.Hessen |  | 17 | [6 empty] | 2002-01-01: Standardklima Hessen (Bially Passwerte)
[10 empty] | 2002-01-01 | 2002-02-01 | 2002-03-01 | 2002-04-01 | 2002-05-01 | 2002-06-01 | 2002-07-01 | 2002-08-01 | 2002-09-01 | 2002-10-01 | 2002-11-01 | 2002-12-01 |  |  |  | Jahr |  | lineare Interpolation |  | Winter-HJ
[5 empty] | Heizgrenze | [19 empty] | 12 | 12 | 12 | 12 | 12
[5 empty] | Tage pro Monat |  |  |  |  | 31 | 28 | 31 | 30 | 31 | 30 | 31 | 31 | 30 | 31 | 30 | 31 |  |  |  | 225 | 225 | 225 | 225 | 225
Messstation Außentemp.
[5 empty] | mittl. Außentemp. |  |  | [°C] | [16 empty] | 4.4 | 4.4 | 4.4 | 4.4 | 4.4
Messstation Strahlung
[6 empty] | H |  | [W/m²] | [16 empty] | 360 | 360 | 360 | 360 | 360
[6 empty] | S |  | [W/m²] | [16 empty] | 370 | 370 | 370 | 370 | 370
[6 empty] | SO/SW |  | [W/m²] | [16 empty] | 288 | 288 | 288 | 288 | 288
[6 empty] | O/W |  | [W/m²] | [16 empty] | 230 | 230 | 230 | 230 | 230
[6 empty] | NO/NW |  | [W/m²] | [16 empty] | 177 | 177 | 177 | 177 | 177
[6 empty] | N |  | [W/m²] | [16 empty] | 140 | 140 | 140 | 140 | 140
[6 empty] | S_45 |  | [W/m²] | [16 empty] | 460 | 460 | 460 | 460 | 460
[6 empty] | SO/SW_45 |  | [W/m²] | [16 empty] | 387 | 387 | 387 | 387 | 387
[6 empty] | O/W_45 |  | [W/m²] | [16 empty] | 325 | 325 | 325 | 325 | 325
[6 empty] | NO/NW_45 |  | [W/m²] | [16 empty] | 255 | 255 | 255 | 255 | 255
[6 empty] | N_45 |  | [W/m²] | [16 empty] | 200 | 200 | 200 | 200 | 200
[10 empty] | 2002-07-01: zum Vergleich: |  | Raumtemp. [°C] |  | 19 | 19 | 19 | 19 | 19
[23 empty] | FGT [kKh/a] |  | 78.84 | 78.84 | 78.84 | 78.84 | 78.84
[10 empty] | 2002-07-01: DIN V 4108-6: |  | Gt [Kd/a]
[23 empty] | FGT [kKh/a] |  | 0 | 0 | 0 | 0
|  |  | Lfd. Nr. |  | Klima-Region |  |  |  |  | 2002-01-01: Name
|  |  | 18 | [6 empty] | 2002-01-01: Weitere Eintragungen im Blatt "Klima" möglich!
[10 empty] | 2002-01-01 | 2002-02-01 | 2002-03-01 | 2002-04-01 | 2002-05-01 | 2002-06-01 | 2002-07-01 | 2002-08-01 | 2002-09-01 | 2002-10-01 | 2002-11-01 | 2002-12-01 |  |  |  | Jahr |  | lineare Interpolation |  | Winter-HJ
[5 empty] | Heizgrenze | [19 empty] | 0 | 15 | 12 | 10 | #DIV/0!
[5 empty] | Tage pro Monat |  |  |  |  | 31 | 28 | 31 | 30 | 31 | 30 | 31 | 31 | 30 | 31 | 30 | 31 |  |  |  | 365 | #DIV/0! | #DIV/0! | #DIV/0! | 182
Messstation Außentemp.
[5 empty] | mittl. Außentemp. |  |  | [°C] | [16 empty] | 0 | #DIV/0! | #DIV/0! | #DIV/0! | 0
Messstation Strahlung
[6 empty] | H |  | [W/m²] | [16 empty] | 0 | #DIV/0! | #DIV/0! | #DIV/0! | 0
[6 empty] | S |  | [W/m²] | [16 empty] | 0 | #DIV/0! | #DIV/0! | #DIV/0! | 0
[6 empty] | SO/SW |  | [W/m²] | [16 empty] | 0 | #DIV/0! | #DIV/0! | #DIV/0! | 0
[6 empty] | O/W |  | [W/m²] | [16 empty] | 0 | #DIV/0! | #DIV/0! | #DIV/0! | 0
[6 empty] | NO/NW |  | [W/m²] | [16 empty] | 0 | #DIV/0! | #DIV/0! | #DIV/0! | 0
[6 empty] | N |  | [W/m²] | [16 empty] | 0 | #DIV/0! | #DIV/0! | #DIV/0! | 0
[6 empty] | S_45 |  | [W/m²] | [16 empty] | 0 | #DIV/0! | #DIV/0! | #DIV/0! | 0
[6 empty] | SO/SW_45 |  | [W/m²] | [16 empty] | 0 | #DIV/0! | #DIV/0! | #DIV/0! | 0
[6 empty] | O/W_45 |  | [W/m²] | [16 empty] | 0 | #DIV/0! | #DIV/0! | #DIV/0! | 0
[6 empty] | NO/NW_45 |  | [W/m²] | [16 empty] | 0 | #DIV/0! | #DIV/0! | #DIV/0! | 0
[6 empty] | N_45 |  | [W/m²] | [16 empty] | 0 | #DIV/0! | #DIV/0! | #DIV/0! | 0
[10 empty] | 2002-07-01: zum Vergleich: |  | Raumtemp. [°C] |  | 19 | 19 | 19 | 19 | 19
[23 empty] | FGT [kKh/a] |  | 166.44 | #DIV/0! | #DIV/0! | #DIV/0! | 82.992
[10 empty] | 2002-07-01: DIN V 4108-6: |  | Gt [Kd/a]
[23 empty] | FGT [kKh/a] |  | 0 | 0 | 0 | 0
|  |  | Lfd. Nr. |  | Klima-Region |  |  |  |  | 2002-01-01: Name
|  |  | 19 | [6 empty] | 2002-01-01: Weitere Eintragungen im Blatt "Klima" möglich!
[10 empty] | 2002-01-01 | 2002-02-01 | 2002-03-01 | 2002-04-01 | 2002-05-01 | 2002-06-01 | 2002-07-01 | 2002-08-01 | 2002-09-01 | 2002-10-01 | 2002-11-01 | 2002-12-01 |  |  |  | Jahr |  | lineare Interpolation |  | Winter-HJ
[5 empty] | Heizgrenze | [19 empty] | 0 | 15 | 12 | 10 | #DIV/0!
[5 empty] | Tage pro Monat |  |  |  |  | 31 | 28 | 31 | 30 | 31 | 30 | 31 | 31 | 30 | 31 | 30 | 31 |  |  |  | 365 | #DIV/0! | #DIV/0! | #DIV/0! | 182
Messstation Außentemp.
[5 empty] | mittl. Außentemp. |  |  | [°C] | [16 empty] | 0 | #DIV/0! | #DIV/0! | #DIV/0! | 0
Messstation Strahlung
[6 empty] | H |  | [W/m²] | [16 empty] | 0 | #DIV/0! | #DIV/0! | #DIV/0! | 0
[6 empty] | S |  | [W/m²] | [16 empty] | 0 | #DIV/0! | #DIV/0! | #DIV/0! | 0
[6 empty] | SO/SW |  | [W/m²] | [16 empty] | 0 | #DIV/0! | #DIV/0! | #DIV/0! | 0
[6 empty] | O/W |  | [W/m²] | [16 empty] | 0 | #DIV/0! | #DIV/0! | #DIV/0! | 0
[6 empty] | NO/NW |  | [W/m²] | [16 empty] | 0 | #DIV/0! | #DIV/0! | #DIV/0! | 0
[6 empty] | N |  | [W/m²] | [16 empty] | 0 | #DIV/0! | #DIV/0! | #DIV/0! | 0
[6 empty] | S_45 |  | [W/m²] | [16 empty] | 0 | #DIV/0! | #DIV/0! | #DIV/0! | 0
[6 empty] | SO/SW_45 |  | [W/m²] | [16 empty] | 0 | #DIV/0! | #DIV/0! | #DIV/0! | 0
[6 empty] | O/W_45 |  | [W/m²] | [16 empty] | 0 | #DIV/0! | #DIV/0! | #DIV/0! | 0
[6 empty] | NO/NW_45 |  | [W/m²] | [16 empty] | 0 | #DIV/0! | #DIV/0! | #DIV/0! | 0
[6 empty] | N_45 |  | [W/m²] | [16 empty] | 0 | #DIV/0! | #DIV/0! | #DIV/0! | 0
[10 empty] | 2002-07-01: zum Vergleich: |  | Raumtemp. [°C] |  | 19 | 19 | 19 | 19 | 19
[23 empty] | FGT [kKh/a] |  | 166.44 | #DIV/0! | #DIV/0! | #DIV/0! | 82.992
[10 empty] | 2002-07-01: DIN V 4108-6: |  | Gt [Kd/a]
[23 empty] | FGT [kKh/a] |  | 0 | 0 | 0 | 0
|  |  | Lfd. Nr. |  | Klima-Region |  |  |  |  | 2002-01-01: Name
|  |  | 20 | [6 empty] | 2002-01-01: Weitere Eintragungen im Blatt "Klima" möglich!
[10 empty] | 2002-01-01 | 2002-02-01 | 2002-03-01 | 2002-04-01 | 2002-05-01 | 2002-06-01 | 2002-07-01 | 2002-08-01 | 2002-09-01 | 2002-10-01 | 2002-11-01 | 2002-12-01 |  |  |  | Jahr |  | lineare Interpolation |  | Winter-HJ
[5 empty] | Heizgrenze | [19 empty] | 0 | 15 | 12 | 10 | #DIV/0!
[5 empty] | Tage pro Monat |  |  |  |  | 31 | 28 | 31 | 30 | 31 | 30 | 31 | 31 | 30 | 31 | 30 | 31 |  |  |  | 365 | #DIV/0! | #DIV/0! | #DIV/0! | 182
Messstation Außentemp.
[5 empty] | mittl. Außentemp. |  |  | [°C] | [16 empty] | 0 | #DIV/0! | #DIV/0! | #DIV/0! | 0
Messstation Strahlung
[6 empty] | H |  | [W/m²] | [16 empty] | 0 | #DIV/0! | #DIV/0! | #DIV/0! | 0
[6 empty] | S |  | [W/m²] | [16 empty] | 0 | #DIV/0! | #DIV/0! | #DIV/0! | 0
[6 empty] | SO/SW |  | [W/m²] | [16 empty] | 0 | #DIV/0! | #DIV/0! | #DIV/0! | 0
[6 empty] | O/W |  | [W/m²] | [16 empty] | 0 | #DIV/0! | #DIV/0! | #DIV/0! | 0
[6 empty] | NO/NW |  | [W/m²] | [16 empty] | 0 | #DIV/0! | #DIV/0! | #DIV/0! | 0
[6 empty] | N |  | [W/m²] | [16 empty] | 0 | #DIV/0! | #DIV/0! | #DIV/0! | 0
[6 empty] | S_45 |  | [W/m²] | [16 empty] | 0 | #DIV/0! | #DIV/0! | #DIV/0! | 0
[6 empty] | SO/SW_45 |  | [W/m²] | [16 empty] | 0 | #DIV/0! | #DIV/0! | #DIV/0! | 0
[6 empty] | O/W_45 |  | [W/m²] | [16 empty] | 0 | #DIV/0! | #DIV/0! | #DIV/0! | 0
[6 empty] | NO/NW_45 |  | [W/m²] | [16 empty] | 0 | #DIV/0! | #DIV/0! | #DIV/0! | 0
[6 empty] | N_45 |  | [W/m²] | [16 empty] | 0 | #DIV/0! | #DIV/0! | #DIV/0! | 0
[10 empty] | 2002-07-01: zum Vergleich: |  | Raumtemp. [°C] |  | 19 | 19 | 19 | 19 | 19
[23 empty] | FGT [kKh/a] |  | 166.44 | #DIV/0! | #DIV/0! | #DIV/0! | 82.992
[10 empty] | 2002-07-01: DIN V 4108-6: |  | Gt [Kd/a]
[23 empty] | FGT [kKh/a] |  | 0 | 0 | 0 | 0
|  |  | Lfd. Nr. |  | Klima-Region |  |  |  |  | 2002-01-01: Name
|  |  | 21 | [6 empty] | 2002-01-01: Weitere Eintragungen im Blatt "Klima" möglich!
[10 empty] | 2002-01-01 | 2002-02-01 | 2002-03-01 | 2002-04-01 | 2002-05-01 | 2002-06-01 | 2002-07-01 | 2002-08-01 | 2002-09-01 | 2002-10-01 | 2002-11-01 | 2002-12-01 |  |  |  | Jahr |  | lineare Interpolation |  | Winter-HJ
[5 empty] | Heizgrenze | [19 empty] | 0 | 15 | 12 | 10 | #DIV/0!
[5 empty] | Tage pro Monat |  |  |  |  | 31 | 28 | 31 | 30 | 31 | 30 | 31 | 31 | 30 | 31 | 30 | 31 |  |  |  | 365 | #DIV/0! | #DIV/0! | #DIV/0! | 182
Messstation Außentemp.
[5 empty] | mittl. Außentemp. |  |  | [°C] | [16 empty] | 0 | #DIV/0! | #DIV/0! | #DIV/0! | 0
Messstation Strahlung
[6 empty] | H |  | [W/m²] | [16 empty] | 0 | #DIV/0! | #DIV/0! | #DIV/0! | 0
[6 empty] | S |  | [W/m²] | [16 empty] | 0 | #DIV/0! | #DIV/0! | #DIV/0! | 0
[6 empty] | SO/SW |  | [W/m²] | [16 empty] | 0 | #DIV/0! | #DIV/0! | #DIV/0! | 0
[6 empty] | O/W |  | [W/m²] | [16 empty] | 0 | #DIV/0! | #DIV/0! | #DIV/0! | 0
[6 empty] | NO/NW |  | [W/m²] | [16 empty] | 0 | #DIV/0! | #DIV/0! | #DIV/0! | 0
[6 empty] | N |  | [W/m²] | [16 empty] | 0 | #DIV/0! | #DIV/0! | #DIV/0! | 0
[6 empty] | S_45 |  | [W/m²] | [16 empty] | 0 | #DIV/0! | #DIV/0! | #DIV/0! | 0
[6 empty] | SO/SW_45 |  | [W/m²] | [16 empty] | 0 | #DIV/0! | #DIV/0! | #DIV/0! | 0
[6 empty] | O/W_45 |  | [W/m²] | [16 empty] | 0 | #DIV/0! | #DIV/0! | #DIV/0! | 0
[6 empty] | NO/NW_45 |  | [W/m²] | [16 empty] | 0 | #DIV/0! | #DIV/0! | #DIV/0! | 0
[6 empty] | N_45 |  | [W/m²] | [16 empty] | 0 | #DIV/0! | #DIV/0! | #DIV/0! | 0
[10 empty] | 2002-07-01: zum Vergleich: |  | Raumtemp. [°C] |  | 19 | 19 | 19 | 19 | 19
[23 empty] | FGT [kKh/a] |  | 166.44 | #DIV/0! | #DIV/0! | #DIV/0! | 82.992
[10 empty] | 2002-07-01: DIN V 4108-6: |  | Gt [Kd/a]
[23 empty] | FGT [kKh/a] |  | 0 | 0 | 0 | 0
|  |  | Lfd. Nr. |  | Klima-Region |  |  |  |  | 2002-01-01: Name
|  |  | 22 | [6 empty] | 2002-01-01: Weitere Eintragungen im Blatt "Klima" möglich!
[10 empty] | 2002-01-01 | 2002-02-01 | 2002-03-01 | 2002-04-01 | 2002-05-01 | 2002-06-01 | 2002-07-01 | 2002-08-01 | 2002-09-01 | 2002-10-01 | 2002-11-01 | 2002-12-01 |  |  |  | Jahr |  | lineare Interpolation |  | Winter-HJ
[5 empty] | Heizgrenze | [19 empty] | 0 | 15 | 12 | 10 | #DIV/0!
[5 empty] | Tage pro Monat |  |  |  |  | 31 | 28 | 31 | 30 | 31 | 30 | 31 | 31 | 30 | 31 | 30 | 31 |  |  |  | 365 | #DIV/0! | #DIV/0! | #DIV/0! | 182
Messstation Außentemp.
[5 empty] | mittl. Außentemp. |  |  | [°C] | [16 empty] | 0 | #DIV/0! | #DIV/0! | #DIV/0! | 0
Messstation Strahlung
[6 empty] | H |  | [W/m²] | [16 empty] | 0 | #DIV/0! | #DIV/0! | #DIV/0! | 0
[6 empty] | S |  | [W/m²] | [16 empty] | 0 | #DIV/0! | #DIV/0! | #DIV/0! | 0
[6 empty] | SO/SW |  | [W/m²] | [16 empty] | 0 | #DIV/0! | #DIV/0! | #DIV/0! | 0
[6 empty] | O/W |  | [W/m²] | [16 empty] | 0 | #DIV/0! | #DIV/0! | #DIV/0! | 0
[6 empty] | NO/NW |  | [W/m²] | [16 empty] | 0 | #DIV/0! | #DIV/0! | #DIV/0! | 0
[6 empty] | N |  | [W/m²] | [16 empty] | 0 | #DIV/0! | #DIV/0! | #DIV/0! | 0
[6 empty] | S_45 |  | [W/m²] | [16 empty] | 0 | #DIV/0! | #DIV/0! | #DIV/0! | 0
[6 empty] | SO/SW_45 |  | [W/m²] | [16 empty] | 0 | #DIV/0! | #DIV/0! | #DIV/0! | 0
[6 empty] | O/W_45 |  | [W/m²] | [16 empty] | 0 | #DIV/0! | #DIV/0! | #DIV/0! | 0
[6 empty] | NO/NW_45 |  | [W/m²] | [16 empty] | 0 | #DIV/0! | #DIV/0! | #DIV/0! | 0
[6 empty] | N_45 |  | [W/m²] | [16 empty] | 0 | #DIV/0! | #DIV/0! | #DIV/0! | 0
[10 empty] | 2002-07-01: zum Vergleich: |  | Raumtemp. [°C] |  | 19 | 19 | 19 | 19 | 19
[23 empty] | FGT [kKh/a] |  | 166.44 | #DIV/0! | #DIV/0! | #DIV/0! | 82.992
[10 empty] | 2002-07-01: DIN V 4108-6: |  | Gt [Kd/a]
[23 empty] | FGT [kKh/a] |  | 0 | 0 | 0 | 0
|  |  | Lfd. Nr. |  | Klima-Region |  |  |  |  | 2002-01-01: Name
|  |  | 23 | [6 empty] | 2002-01-01: Weitere Eintragungen im Blatt "Klima" möglich!
[10 empty] | 2002-01-01 | 2002-02-01 | 2002-03-01 | 2002-04-01 | 2002-05-01 | 2002-06-01 | 2002-07-01 | 2002-08-01 | 2002-09-01 | 2002-10-01 | 2002-11-01 | 2002-12-01 |  |  |  | Jahr |  | lineare Interpolation |  | Winter-HJ
[5 empty] | Heizgrenze | [19 empty] | 0 | 15 | 12 | 10 | #DIV/0!
[5 empty] | Tage pro Monat |  |  |  |  | 31 | 28 | 31 | 30 | 31 | 30 | 31 | 31 | 30 | 31 | 30 | 31 |  |  |  | 365 | #DIV/0! | #DIV/0! | #DIV/0! | 182
Messstation Außentemp.
[5 empty] | mittl. Außentemp. |  |  | [°C] | [16 empty] | 0 | #DIV/0! | #DIV/0! | #DIV/0! | 0
Messstation Strahlung
[6 empty] | H |  | [W/m²] | [16 empty] | 0 | #DIV/0! | #DIV/0! | #DIV/0! | 0
[6 empty] | S |  | [W/m²] | [16 empty] | 0 | #DIV/0! | #DIV/0! | #DIV/0! | 0
[6 empty] | SO/SW |  | [W/m²] | [16 empty] | 0 | #DIV/0! | #DIV/0! | #DIV/0! | 0
[6 empty] | O/W |  | [W/m²] | [16 empty] | 0 | #DIV/0! | #DIV/0! | #DIV/0! | 0
[6 empty] | NO/NW |  | [W/m²] | [16 empty] | 0 | #DIV/0! | #DIV/0! | #DIV/0! | 0
[6 empty] | N |  | [W/m²] | [16 empty] | 0 | #DIV/0! | #DIV/0! | #DIV/0! | 0
[6 empty] | S_45 |  | [W/m²] | [16 empty] | 0 | #DIV/0! | #DIV/0! | #DIV/0! | 0
[6 empty] | SO/SW_45 |  | [W/m²] | [16 empty] | 0 | #DIV/0! | #DIV/0! | #DIV/0! | 0
[6 empty] | O/W_45 |  | [W/m²] | [16 empty] | 0 | #DIV/0! | #DIV/0! | #DIV/0! | 0
[6 empty] | NO/NW_45 |  | [W/m²] | [16 empty] | 0 | #DIV/0! | #DIV/0! | #DIV/0! | 0
[6 empty] | N_45 |  | [W/m²] | [16 empty] | 0 | #DIV/0! | #DIV/0! | #DIV/0! | 0
[10 empty] | 2002-07-01: zum Vergleich: |  | Raumtemp. [°C] |  | 19 | 19 | 19 | 19 | 19
[23 empty] | FGT [kKh/a] |  | 166.44 | #DIV/0! | #DIV/0! | #DIV/0! | 82.992
[10 empty] | 2002-07-01: DIN V 4108-6: |  | Gt [Kd/a]
[23 empty] | FGT [kKh/a] |  | 0 | 0 | 0 | 0
|  |  | Lfd. Nr. |  | Klima-Region |  |  |  |  | 2002-01-01: Name
|  |  | 24 | [6 empty] | 2002-01-01: Weitere Eintragungen im Blatt "Klima" möglich!
[10 empty] | 2002-01-01 | 2002-02-01 | 2002-03-01 | 2002-04-01 | 2002-05-01 | 2002-06-01 | 2002-07-01 | 2002-08-01 | 2002-09-01 | 2002-10-01 | 2002-11-01 | 2002-12-01 |  |  |  | Jahr |  | lineare Interpolation |  | Winter-HJ
[5 empty] | Heizgrenze | [19 empty] | 0 | 15 | 12 | 10 | #DIV/0!
[5 empty] | Tage pro Monat |  |  |  |  | 31 | 28 | 31 | 30 | 31 | 30 | 31 | 31 | 30 | 31 | 30 | 31 |  |  |  | 365 | #DIV/0! | #DIV/0! | #DIV/0! | 182
Messstation Außentemp.
[5 empty] | mittl. Außentemp. |  |  | [°C] | [16 empty] | 0 | #DIV/0! | #DIV/0! | #DIV/0! | 0
Messstation Strahlung
[6 empty] | H |  | [W/m²] | [16 empty] | 0 | #DIV/0! | #DIV/0! | #DIV/0! | 0
[6 empty] | S |  | [W/m²] | [16 empty] | 0 | #DIV/0! | #DIV/0! | #DIV/0! | 0
[6 empty] | SO/SW |  | [W/m²] | [16 empty] | 0 | #DIV/0! | #DIV/0! | #DIV/0! | 0
[6 empty] | O/W |  | [W/m²] | [16 empty] | 0 | #DIV/0! | #DIV/0! | #DIV/0! | 0
[6 empty] | NO/NW |  | [W/m²] | [16 empty] | 0 | #DIV/0! | #DIV/0! | #DIV/0! | 0
[6 empty] | N |  | [W/m²] | [16 empty] | 0 | #DIV/0! | #DIV/0! | #DIV/0! | 0
[6 empty] | S_45 |  | [W/m²] | [16 empty] | 0 | #DIV/0! | #DIV/0! | #DIV/0! | 0
[6 empty] | SO/SW_45 |  | [W/m²] | [16 empty] | 0 | #DIV/0! | #DIV/0! | #DIV/0! | 0
[6 empty] | O/W_45 |  | [W/m²] | [16 empty] | 0 | #DIV/0! | #DIV/0! | #DIV/0! | 0
[6 empty] | NO/NW_45 |  | [W/m²] | [16 empty] | 0 | #DIV/0! | #DIV/0! | #DIV/0! | 0
[6 empty] | N_45 |  | [W/m²] | [16 empty] | 0 | #DIV/0! | #DIV/0! | #DIV/0! | 0
[10 empty] | 2002-07-01: zum Vergleich: |  | Raumtemp. [°C] |  | 19 | 19 | 19 | 19 | 19
[23 empty] | FGT [kKh/a] |  | 166.44 | #DIV/0! | #DIV/0! | #DIV/0! | 82.992
[10 empty] | 2002-07-01: DIN V 4108-6: |  | Gt [Kd/a]
[23 empty] | FGT [kKh/a] |  | 0 | 0 | 0 | 0
|  |  | Lfd. Nr. |  | Klima-Region |  |  |  |  | 2002-01-01: Name
|  |  | 25 | [6 empty] | 2002-01-01: Weitere Eintragungen im Blatt "Klima" möglich!
[10 empty] | 2002-01-01 | 2002-02-01 | 2002-03-01 | 2002-04-01 | 2002-05-01 | 2002-06-01 | 2002-07-01 | 2002-08-01 | 2002-09-01 | 2002-10-01 | 2002-11-01 | 2002-12-01 |  |  |  | Jahr |  | lineare Interpolation |  | Winter-HJ
[5 empty] | Heizgrenze | [19 empty] | 0 | 15 | 12 | 10 | #DIV/0!
[5 empty] | Tage pro Monat |  |  |  |  | 31 | 28 | 31 | 30 | 31 | 30 | 31 | 31 | 30 | 31 | 30 | 31 |  |  |  | 365 | #DIV/0! | #DIV/0! | #DIV/0! | 182
Messstation Außentemp.
[5 empty] | mittl. Außentemp. |  |  | [°C] | [16 empty] | 0 | #DIV/0! | #DIV/0! | #DIV/0! | 0
Messstation Strahlung
[6 empty] | H |  | [W/m²] | [16 empty] | 0 | #DIV/0! | #DIV/0! | #DIV/0! | 0
[6 empty] | S |  | [W/m²] | [16 empty] | 0 | #DIV/0! | #DIV/0! | #DIV/0! | 0
[6 empty] | SO/SW |  | [W/m²] | [16 empty] | 0 | #DIV/0! | #DIV/0! | #DIV/0! | 0
[6 empty] | O/W |  | [W/m²] | [16 empty] | 0 | #DIV/0! | #DIV/0! | #DIV/0! | 0
[6 empty] | NO/NW |  | [W/m²] | [16 empty] | 0 | #DIV/0! | #DIV/0! | #DIV/0! | 0
[6 empty] | N |  | [W/m²] | [16 empty] | 0 | #DIV/0! | #DIV/0! | #DIV/0! | 0
[6 empty] | S_45 |  | [W/m²] | [16 empty] | 0 | #DIV/0! | #DIV/0! | #DIV/0! | 0
[6 empty] | SO/SW_45 |  | [W/m²] | [16 empty] | 0 | #DIV/0! | #DIV/0! | #DIV/0! | 0
[6 empty] | O/W_45 |  | [W/m²] | [16 empty] | 0 | #DIV/0! | #DIV/0! | #DIV/0! | 0
[6 empty] | NO/NW_45 |  | [W/m²] | [16 empty] | 0 | #DIV/0! | #DIV/0! | #DIV/0! | 0
[6 empty] | N_45 |  | [W/m²] | [16 empty] | 0 | #DIV/0! | #DIV/0! | #DIV/0! | 0
[10 empty] | 2002-07-01: zum Vergleich: |  | Raumtemp. [°C] |  | 19 | 19 | 19 | 19 | 19
[23 empty] | FGT [kKh/a] |  | 166.44 | #DIV/0! | #DIV/0! | #DIV/0! | 82.992
[10 empty] | 2002-07-01: DIN V 4108-6: |  | Gt [Kd/a]
[23 empty] | FGT [kKh/a] |  | 0 | 0 | 0 | 0
aktueller Datensatz
mittl. Strahlungsintensität
mittl. Strahlungsintensität
mittl. Strahlungsintensität
mittl. Strahlungsintensität
mittl. Strahlungsintensität
mittl. Strahlungsintensität
mittl. Strahlungsintensität
mittl. Strahlungsintensität
mittl. Strahlungsintensität
mittl. Strahlungsintensität
mittl. Strahlungsintensität
mittl. Strahlungsintensität
mittl. Strahlungsintensität
mittl. Strahlungsintensität
mittl. Strahlungsintensität
mittl. Strahlungsintensität
mittl. Strahlungsintensität
mittl. Strahlungsintensität
mittl. Strahlungsintensität
mittl. Strahlungsintensität
mittl. Strahlungsintensität
mittl. Strahlungsintensität
mittl. Strahlungsintensität
mittl. Strahlungsintensität
mittl. Strahlungsintensität
mittl. Strahlungsintensität
mittl. Strahlungsintensität
mittl. Strahlungsintensität
mittl. Strahlungsintensität
mittl. Strahlungsintensität
mittl. Strahlungsintensität
mittl. Strahlungsintensität
mittl. Strahlungsintensität
mittl. Strahlungsintensität
mittl. Strahlungsintensität
Übersicht

## selection lists
list_system_wd | list_system_ws | list_system_wg | list_system_hce | list_system_hd | list_system_hs | list_system_hg | list_energyware
c_circ_A | cs_e_C | b_ct_B | c_th | c_A | bs_el_C | b_ct_B | gas_E
c_circ_A_mod | cs_e_D | b_ct_C | c_man | c_A_mod | bs_el_D | b_ct_C | gas_LL
c_circ_C | cs_i_C | b_ct_D |  | c_C | bs_wood_C | b_ct_D | liquid_gas
c_circ_D | cs_i_D | b_lt_B |  | c_D | bs_wood_D | b_lt_B | oil
c_nocirc_A | ghs | b_lt_C |  | c_i |  | b_lt_C | coal_hard
c_nocirc_A_mod | ds_C | b_lt_D |  | d |  | b_lt_D | coal_lignite
c_nocirc_C | ds_D | b_c_B |  | c_u |  | b_c_B | bio_fw
c_nocirc_D |  | b_c_C |  |  |  | b_c_C | bio_wp
d_C |  | b_c_D |  |  |  | b_c_D | bio_wc
d_D |  | wh_nc_C |  |  |  | wh_nc_C | el
c_u |  | wh_nc_D |  |  |  | wh_nc_D | el_op
|  | wh_c_C |  |  |  | wh_c_C | dh_00
|  | wh_c_D |  |  |  | wh_c_D | dh_33
|  | hp_soil_C |  |  |  | hp_soil_C | dh_67
|  | hp_soil_hr_C |  |  |  | hp_soil_hr_C | dh_100
|  | hp_soil_D |  |  |  | hp_soil_D | dh_gas_00
|  | hp_soil_hr_D |  |  |  | hp_soil_hr_D | dh_gas_33
|  | hp_air_C |  |  |  | hp_air_C | dh_gas_67
|  | hp_air_hr_D |  |  |  | hp_air_hr_C | dh_gas_100
|  | hp_air_D |  |  |  | hp_air_D | dh_ren_00
|  | hp_air_hr_D |  |  |  | hp_air_hr_D | dh_ren_33
|  | hp_cellar_C |  |  |  | dh_ts | dh_ren_67
|  | hp_cellar_hr_C |  |  |  | stove_liquid | dh_ren_100
|  | hp_cellar_D |  |  |  | stove_solid | sun
|  | hp_cellar_hr_D |  |  |  | gwh | gas
|  | dh_ts |  |  |  | ehr | coal
|  | ehr |  |  |  | esh_night | fuel_u_b
[6 empty] | esh | fuel_u_b_C
|  | eiwh |  |  |  | solar | fuel_u_b_D
|  | giwh_C |  |  |  | chp | dh_u
|  | giwh_D |  |  |  | hp_exair_D | fuel_u_chp
|  | ghs |  |  |  | hp_u_D
|  | solar |  |  |  | hg_u_hp
|  | chp |  |  |  | b_u_D
hp_exair_D
hp_u_D
hg_u_hp
b_u_D
wird derzeit nicht verwendet

## tab labels
tab_labels |  | Tabelle ist nicht mehr aktuell!
German
construction year classes: label
from |  | ab
to |  | bis
construction element: labels
roof |  | Dach
upper floor ceiling |  | oberste Geschossdecke
wall |  | Außenwand
basement |  | Bauteile gegen Erdreich oder Keller
windows |  | Fenster
construction element: further details
roof | massive | massive Konstruktion (insbes. Flachdächer)
roof | wood | Holzkonstruktion (insbes. Steildächer)
upper floor ceiling | massive | massive Decke
upper floor ceiling | wood | Holzbalkendecke
wall | massive | massive Konstruktion (Mauerwerk, Beton, ...)
wall | wood | Holzkonstruktion (Fachwerk, Fertighaus, ...)
basement | massive | massive Bauteile
basement | wood | Holzbalkendecke
windows | 1g | Fenster mit 1 Scheibe
windows | 2gw | Holzfenster mit 2 Scheiben
windows | 2gp | Kunststofffenster mit 2 Scheiben
windows | 2gm | Alu- oder Stahlfenster mit 2 Scheiben
windows | 3g | Fenster mit 3 Scheiben
windows | 3gPH | Passivhausfenster mit 3 Scheiben
construction: element examples
roof | massive | insbes. Flachdächer
roof | wood | insbes. Steildächer
upper floor ceiling | massive
upper floor ceiling | wood
wall | massive | Mauerwerk, Beton, ...
wall | wood | Fachwerk, Fertighaus, ...
basement | massive
basement | wood
windows | 1g | z.B. im Holzrahmen
windows | 2gw | Fenster mit Isolierverglasung, aber auch Kastenfenster oder Verbundfenster
windows | 2gp | in der Regel 2-Scheiben-Isolierverglasung
windows | 2gm | in der Regel 2-Scheiben-Isolierverglasung
windows | 3g | 3-Scheiben-Isolierverglasung in konventionellen Holz-, Kunststoff, Metall- oder Verbundrahmen
windows | 3gPH | in der Regel 3-Scheiben-Isolierverglasung im Passivhausrahmen
wird derzeit nicht verwendet

## Ausgabe Datenblatt
Kurzverfahren Energieprofil | [24 empty] | Ausgabe Datenblatt
[25 empty] | $=#BEZUG!$BT$17 |  |  | Hilfstabellen
Grunddaten
|  | $=Geb_Str | [5 empty] | $=Geb_Hnr |  | Anzahl Vollgeschosse |  |  |  |  | $=n_VG |  |  | beheizte Wohnfläche |  |  |  | AW | $=A_W |  | m² |  |  | Dachgeschoss-Typ
|  | $=Geb_PLZ |  | $=Geb_Ort | [5 empty] | Anzahl Wohnungen |  |  |  |  | $=n_WE |  |  | Baujahr |  |  |  |  | $=BJ_Geb |  |  |  | 1 | Flachdach oder flach geneigtes Dach
[27 empty] | 2 | Dachgeschoss unbeheizt
|  | Eigentümer |  | $=Eig_Name | [5 empty] | $=SVERWEIS(OF_DG_beheizt;$AT$7:$AU$10;2;FALSCH) | [7 empty] | lichte Raumhöhe (ca.) |  |  |  |  | $=WENN(h_R>0;h_R;"2,3 ... 2,7") |  | m |  | 3 | Dachgeschoss teilweise beheizt
|  | $=Eig_Str | [5 empty] | $=Eig_Hnr |  | $=SVERWEIS(OF_KG_beheizt;$AT$13:$AU$16;2;FALSCH) | [7 empty] | Grundrisstyp |  |  |  |  | $=WENN(OF_GrundrissTyp$=2;"gestreckt";"kompakt") |  |  |  | 4 | Dachgeschoss voll beheizt
|  | $=Eig_PLZ |  | $=Eig_Ort | [8 empty] | Anzahl direkt angrenzender Nachbargebäude | [9 empty] | $=n_Nachbar
Kellergeschoss-Typ
| Konstruktionsart und nachträgliche Dämmung | [25 empty] | 1 | nicht unterkellert
|  | Dach | [6 empty] | $=WENN(KK_Da_massiv;"massiv";)&WENN(UND(KK_Da_massiv$=WAHR;KK_Da_Holz$=WAHR);" / ";)&WENN(KK_Da_Holz;"Holz";) | [5 empty] | $=WENN(d_Daemm_Da>0;Anteil_Daemm_Da/100;) |  | $=WENN(UND($T14>0;$W14);"mit";) | $=WENN(Anteil_Daemm_Da>0;d_Daemm_Da;) | $=WENN(UND($T14>0;$W14);"nachträglich gedämmt";) | [7 empty] | 2 | Kellergeschoss unbeheizt
|  | oberste Geschossdecke | [6 empty] | $=WENN(KK_OG_massiv;"massiv";)&WENN(UND(KK_OG_massiv$=WAHR;KK_OG_Holz$=WAHR);" / ";)&WENN(KK_OG_Holz;"Holz";) | [5 empty] | $=WENN(d_Daemm_OG>0;Anteil_Daemm_OG/100;) |  | $=WENN(UND($T15>0;$W15);"mit";) | $=WENN(Anteil_Daemm_OG>0;d_Daemm_OG;) | $=WENN(UND($T15>0;$W15);"nachträglich gedämmt";) | [7 empty] | 3 | Kellergeschoss teilweise beheizt
|  | Außenwände | [6 empty] | $=WENN(KK_AW_massiv;"massiv";)&WENN(UND(KK_AW_massiv$=WAHR;KK_AW_Holz$=WAHR);" / ";)&WENN(KK_AW_Holz;"Holz";) | [5 empty] | $=WENN(d_Daemm_AW>0;Anteil_Daemm_AW/100;) |  | $=WENN(UND($T16>0;$W16);"mit";) | $=WENN(Anteil_Daemm_AW>0;d_Daemm_AW;) | $=WENN(UND($T16>0;$W16);"nachträglich gedämmt";) | [7 empty] | 4 | Kellergeschoss voll beheizt
|  | Fußboden zum Keller oder Erdreich | [6 empty] | $=WENN(KK_Fb_massiv;"massiv";)&WENN(UND(KK_Fb_massiv$=WAHR;KK_Fb_Holz$=WAHR);" / ";)&WENN(KK_Fb_Holz;"Holz";) | [5 empty] | $=WENN(d_Daemm_Fb>0;Anteil_Daemm_Fb/100;) |  | $=WENN(UND($T17>0;$W17);"mit";) | $=WENN(Anteil_Daemm_Fb>0;d_Daemm_Fb;) | $=WENN(UND($T17>0;$W17);"nachträglich gedämmt";)
|  | Bauart Fenster | [6 empty] | $=WENN(ODER(KK_Eingabe_Var_2$=WAHR;KK_Eingabe_Var_2$=1);AY48;AU28) | [16 empty] | Alte Version (KK_Eingabe_Var_2$=falsch)
|  | Jahr des Fenstereinbaus (ca.) | [6 empty] | $=WENN(BJ_Fenster>0;BJ_Fenster;BJ_Geb)
Bauart Fenster
| Anlagentechnik | [25 empty] | $=KK_Fe_Holz_1 | Holzfenster, einfach verglast
|  | Heizsystem | [6 empty] | $=#BEZUG!B150 | [17 empty] | $=KK_Fe_Holz_2 | Holzfenster, zwei Scheiben
|  | Warmwasserbereitung | [6 empty] | $=#BEZUG!B152 | [17 empty] | $=KK_Fe_KuSt_2 | Kunststofffenster, Isolierverglasung
[27 empty] | $=KK_Fe_Alu_2 | Alu- oder Stahlfenster, Isolierverglasung
| Berechnungsverfahren / Randbedingungen | [12 empty] | Raumsolltemperatur |  |  |  |  | $=theta_i_Soll | °C |  | Luftwechsel
[14 empty] | Mittelwert Heizzeit |  |  |  |  | $=theta_i_eff | °C |  | $='calc building 1'!$N$316 |  | 1/h |  |  | $=BJ_Fenster | $=WENN(AT26>$=1995;"Wärmeschutzverglasung";"")
| Geometr. Grunddaten | [7 empty] | Wärmeverluste Gebäude | [13 empty] | bezogen auf die therm. Hülle AtH |  |  |  | Anzeige: | $=WENN(KK_Fe_Holz_1$=WAHR;AU21;)&WENN(UND(KK_Fe_Holz_1$=WAHR;KK_Fe_Holz_2$=WAHR);" / ";)&WENN(KK_Fe_Holz_2$=WAHR;AU22;)&WENN(UND(KK_Fe_Holz_2$=WAHR;KK_Fe_KuSt_2$=WAHR);" / ";)&WENN(KK_Fe_KuSt_2$=WAHR;AU23;)&WENN(UND(KK_Fe_KuSt_2$=WAHR;KK_Fe_Alu_2$=WAHR);" / ";)&WENN(KK_Fe_Alu_2$=WAHR;AU24;)&" "&AU26
|  | beheiztes Gebäude- | [7 empty] | Transmissionswärmeverlust | [5 empty] | HT | $=sep.xls!H_T |  | W/K |  | HT' | $=V29/I33 |  | W/(m²K)
|  | volumen |  |  | Ve | $=V_e |  | m³
|  | "Gebäudenutzfläche" | [7 empty] | Lüftungswärmeverlust | [5 empty] | HV | $=sep.xls!H_V |  | W/K
|  | nach EnEV |  |  | AN | $=V_e |  | m² | [12 empty] | bezogen auf AW |  |  |  |  | Neue Version (KK_Eingabe_Var_2$=wahr)
|  | therm. Hülle |  |  | AtH | $=A_tH |  | m² |  | Wärmeverlust gesamt | [5 empty] | HT + HV | $=V29+V31 |  | W/K |  | h | $=V33/A_W |  | W/(m²K)
[5 empty] | AtH/Ve | $=I33/I30 |  | m²/m³ |  | $="Heizlast bei "&#BEZUG!K91&" K" | [5 empty] | Q·H,max | $=V33*#BEZUG!K91/1000 |  | kW |  | q·H,max | $=V34*1000/A_W |  | W/m² |  |  |  | Verglasung
[27 empty] | $=KK_Fe_Glas_1 | 1 Scheibe | $=WENN(ODER(AT35$=1;AT35$=WAHR);AU35&" / ";"")
| Energiebedarf Gebäude + Anlagentechnik | [12 empty] | absolut |  |  | bezogen auf | [9 empty] | $=KK_Fe_Glas_2 | 2 Scheiben | $=WENN(ODER(AT36$=1;AT36$=WAHR);AU36&" / ";"")
[17 empty] | AW |  | AN | [7 empty] | $=KK_Fe_Glas_3 | 3 Scheiben | $=WENN(ODER(AT37$=1;AT37$=WAHR);AU37&" / ";"")
[17 empty] | $=A_W |  | $=A_N | [9 empty] | $=AY35&AY36&AY37
|  | Heizsystem | [11 empty] | kWh/a |  |  | kWh/(m²a) |  | kWh/(m²a)
|  | Heizwärmebedarf | [11 empty] | $=Q_H |  |  | $=$S40/A_W |  | $=$S40/A_N | [8 empty] | Rahmen
|  | Endenergiebedarf |  |  |  |  | Energieträger 1 |  |  |  | $=ET_H1 |  |  | $=q_H_E_1*A_EB |  |  | $=$S41/A_W |  | $=$S41/A_N | [7 empty] | $=KK_Fe_Ra_Holz | Holz-Rahmen | $=WENN(ODER(AT41$=1;AT41$=WAHR);AU41&" / ";"")
[7 empty] | Energieträger 2 |  |  |  | $=ET_H2 |  |  | $=q_H_E_2*A_EB |  |  | $=$S42/A_W |  | $=$S42/A_N | [7 empty] | $=KK_Fe_Ra_KuSt | Kunststoff-Rahmen | $=WENN(ODER(AT42$=1;AT42$=WAHR);AU42&" / ";"")
[7 empty] | Hilfsenergie | [6 empty] | $=q_H_HE*A_EB |  |  | $=$S43/A_W |  | $=$S43/A_N |  |  | eP,H |  |  |  |  | $=KK_Fe_Ra_Alu | Alu- oder Stahlrahmen | $=WENN(ODER(AT43$=1;AT43$=WAHR);AU43&" / ";"")
|  | Primärenergiebedarf Heizung | [11 empty] | $=q_H_P*A_EB |  |  | $=$S44/A_W |  | $=$S44/A_N |  |  | $=S44/S40 | [6 empty] | $=AY41&AY42&AY43
|  | Warmwasserbereitung | [11 empty] | kWh/a |  |  | kWh/(m²a) |  | kWh/(m²a)
|  | Nutzwärmebedarf | [11 empty] | $=q_W*A_EB |  |  | $=$S46/A_W |  | $=$S46/A_N | [7 empty] | $=BJ_Fenster | Wärmeschutzverglasung | $=WENN(ODER(AT46>$=1995;KK_Fe_WSVergl$=WAHR;KK_Fe_WSVergl$=1);AU46;"")
|  | Endenergiebedarf |  |  |  |  | Energieträger 1 |  |  |  | $=ET_W1 |  |  | $=q_W_E_1*A_EB |  |  | $=$S47/A_W |  | $=$S47/A_N
[7 empty] | Energieträger 2 |  |  |  | $=ET_W2 |  |  | $=q_W_E_2*A_EB |  |  | $=$S48/A_W |  | $=$S48/A_N | [7 empty] | Anzeige: |  | $=AY38&AY44&AY46
[7 empty] | Hilfsenergie | [6 empty] | $=q_W_HE*A_EB |  |  | $=$S49/A_W |  | $=$S49/A_N |  |  | eP,W
|  | Primärenergiebedarf Warmwasser | [11 empty] | $=q_W_P*A_EB |  |  | $=$S50/A_W |  | $=$S50/A_N |  |  | $=S50/S46
[14 empty] | kWh/a |  |  | kWh/(m²a) |  | kWh/(m²a) |  |  | eP
|  | Primärenergiebedarf gesamt | [11 empty] | $=q_P*A_EB |  |  | $=$S52/A_W |  | $=$S52/A_N |  |  | $=S52/(S40+S46)
| Vergleich Bedarf – Verbrauch | [15 empty] | berechnet |  | gemessen
|  | Kennwerte bezogen auf die | [9 empty] | Brennstoffe |  |  |  |  | $=#BEZUG!R140 |  | $=#BEZUG!X140 |  | $=WENN(UND(V55>0;Y55>0);Y55/V55;"-")
|  | beh. Wohnfläche AW | [9 empty] | Fernwärme |  |  |  |  | $=#BEZUG!R141 |  | $=#BEZUG!X141 |  | $=WENN(UND(V56>0;Y56>0);Y56/V56;"-")
|  | für | $=#BEZUG!$R$139 | [8 empty] | Strom (ohne Hilfsgeräte) |  |  |  |  | $=#BEZUG!R142 |  | $=#BEZUG!X142 |  | $=WENN(UND(V57>0;Y57>0);Y57/V57;"-")
Institut Wohnen und Umwelt – Juli 2005
Straße
Haus-Nr.
PLZ
Ort
Straße
Haus-Nr.
PLZ
Ort
Übersicht

## Steuerung Monitor
|  |  |  | Wert | Einheit
|  | Waechter_1 | Energiebezugsfläche | $=WENN(ISTFEHLER(SVERWEIS(Waechter_1;Liste_Ueberwachung;2;FALSCH));"-";SVERWEIS(Waechter_1;Liste_Ueberwachung;2;FALSCH)) | $=WENN(ISTFEHLER(SVERWEIS(Waechter_1;Liste_Ueberwachung;3;FALSCH));"-";T(SVERWEIS(Waechter_1;Liste_Ueberwachung;3;FALSCH)))
|  | Waechter_2 | Endenergiebedarf Heizung: Erdgas H | $=WENN(ISTFEHLER(SVERWEIS(Waechter_2;Liste_Ueberwachung;2;FALSCH));"-";SVERWEIS(Waechter_2;Liste_Ueberwachung;2;FALSCH)) | $=WENN(ISTFEHLER(SVERWEIS(Waechter_2;Liste_Ueberwachung;3;FALSCH));"-";T(SVERWEIS(Waechter_2;Liste_Ueberwachung;3;FALSCH)))
|  | Waechter_3 | Primärenergiebedarf Gesamt | $=WENN(ISTFEHLER(SVERWEIS(Waechter_3;Liste_Ueberwachung;2;FALSCH));"-";SVERWEIS(Waechter_3;Liste_Ueberwachung;2;FALSCH)) | $=WENN(ISTFEHLER(SVERWEIS(Waechter_3;Liste_Ueberwachung;3;FALSCH));"-";T(SVERWEIS(Waechter_3;Liste_Ueberwachung;3;FALSCH)))
|  | Waechter_4 | Verhältnis Verbrauch zu Bedarf | $=WENN(ISTFEHLER(SVERWEIS(Waechter_4;Liste_Ueberwachung;2;FALSCH));"-";SVERWEIS(Waechter_4;Liste_Ueberwachung;2;FALSCH)) | $=WENN(ISTFEHLER(SVERWEIS(Waechter_4;Liste_Ueberwachung;3;FALSCH));"-";T(SVERWEIS(Waechter_4;Liste_Ueberwachung;3;FALSCH)))
|  |  | Überwachungsbereich |  |  | Anzahl Stellen
|  | n_VG | $=T(sverweis2($E11;#BEZUG!$C$25:$F$235;3;1)) | $=TEXT(sverweis2($E11;#BEZUG!$C$25:$F$235;3;4);$I11) | $=T(sverweis2($E11;#BEZUG!$C$25:$F$235;3;2)) | 0
|  | n_WE | $=T(sverweis2($E12;#BEZUG!$C$25:$F$235;3;1)) | $=TEXT(sverweis2($E12;#BEZUG!$C$25:$F$235;3;4);$I12) | $=T(sverweis2($E12;#BEZUG!$C$25:$F$235;3;2)) | 0
Funktion |  | A_W | $=T(sverweis2($E13;#BEZUG!$C$25:$F$235;3;1)) | $=TEXT(sverweis2($E13;#BEZUG!$C$25:$F$235;3;4);$I13) | $=T(sverweis2($E13;#BEZUG!$C$25:$F$235;3;2)) | 0
|  | V_e | $=T(sverweis2($E14;#BEZUG!$C$25:$F$235;3;1)) | $=TEXT(sverweis2($E14;#BEZUG!$C$25:$F$235;3;4);$I14) | $=T(sverweis2($E14;#BEZUG!$C$25:$F$235;3;2)) | 0
Waechteranzahl | 4 | A_N | $=T(sverweis2($E15;#BEZUG!$C$25:$F$235;3;1)) | $=TEXT(sverweis2($E15;#BEZUG!$C$25:$F$235;3;4);$I15) | $=T(sverweis2($E15;#BEZUG!$C$25:$F$235;3;2)) | 0
Status_Ueberwachung | FALSE | A_EB | $=T(sverweis2($E16;#BEZUG!$C$25:$F$235;3;1)) | $=TEXT(sverweis2($E16;#BEZUG!$C$25:$F$235;3;4);$I16) | $=T(sverweis2($E16;#BEZUG!$C$25:$F$235;3;2)) | 0
|  | A_zu_V | $=T(sverweis2($E17;#BEZUG!$C$25:$F$235;3;1)) | $=TEXT(sverweis2($E17;#BEZUG!$C$25:$F$235;3;4);$I17) | $=T(sverweis2($E17;#BEZUG!$C$25:$F$235;3;2)) | 0,00
Position_Ueberwachung_Oben | 50.25 | A_Bt1 | Fläche Dach | $=TEXT(sverweis2($E18;#BEZUG!$C$25:$F$235;3;4);$I18) | $=T(sverweis2($E18;#BEZUG!$C$25:$F$235;3;2)) | 0
Position_Ueberwachung_Links | 600 | A_Bt2 | Fläche oberste Geschossdecke | $=TEXT(sverweis2($E19;#BEZUG!$C$25:$F$235;3;4);$I19) | $=T(sverweis2($E19;#BEZUG!$C$25:$F$235;3;2)) | 0
|  | A_Bt3 | Fläche Außenwand | $=TEXT(sverweis2($E20;#BEZUG!$C$25:$F$235;3;4);$I20) | $=T(sverweis2($E20;#BEZUG!$C$25:$F$235;3;2)) | 0
|  | A_Bt4 | Fläche Wand gegen Keller oder Erdr. | $=TEXT(sverweis2($E21;#BEZUG!$C$25:$F$235;3;4);$I21) | $=T(sverweis2($E21;#BEZUG!$C$25:$F$235;3;2)) | 0
|  | A_Bt5 | Fläche Boden gegen Keller oder Erdreich | $=TEXT(sverweis2($E22;#BEZUG!$C$25:$F$235;3;4);$I22) | $=T(sverweis2($E22;#BEZUG!$C$25:$F$235;3;2)) | 0
|  | A_Bt6 | Fläche Fenster | $=TEXT(sverweis2($E23;#BEZUG!$C$25:$F$235;3;4);$I23) | $=T(sverweis2($E23;#BEZUG!$C$25:$F$235;3;2)) | 0
|  | U_Bt1 | U-Wert Dach | $=TEXT(sverweis2($E24;#BEZUG!$C$25:$F$235;3;4);$I24) | $=T(sverweis2($E24;#BEZUG!$C$25:$F$235;3;2)) | 0,00
|  | U_Bt2 | U-Wert oberste Geschossdecke | $=TEXT(sverweis2($E25;#BEZUG!$C$25:$F$235;3;4);$I25) | $=T(sverweis2($E25;#BEZUG!$C$25:$F$235;3;2)) | 0,00
|  | U_Bt3 | U-Wert Außenwand | $=TEXT(sverweis2($E26;#BEZUG!$C$25:$F$235;3;4);$I26) | $=T(sverweis2($E26;#BEZUG!$C$25:$F$235;3;2)) | 0,00
|  | U_Bt4 | U-Wert Wand gegen Keller oder Erdr. | $=TEXT(sverweis2($E27;#BEZUG!$C$25:$F$235;3;4);$I27) | $=T(sverweis2($E27;#BEZUG!$C$25:$F$235;3;2)) | 0,00
|  | U_Bt5 | U-Wert Boden gegen Keller oder Erdreich | $=TEXT(sverweis2($E28;#BEZUG!$C$25:$F$235;3;4);$I28) | $=T(sverweis2($E28;#BEZUG!$C$25:$F$235;3;2)) | 0,00
|  | U_Bt6 | U-Wert Fenster | $=TEXT(sverweis2($E29;#BEZUG!$C$25:$F$235;3;4);$I29) | $=T(sverweis2($E29;#BEZUG!$C$25:$F$235;3;2)) | 0,00
|  | theta_i_soll | $=T(sverweis2($E30;#BEZUG!$C$25:$F$235;3;1)) | $=TEXT(sverweis2($E30;#BEZUG!$C$25:$F$235;3;4);$I30) | $=T(sverweis2($E30;#BEZUG!$C$25:$F$235;3;2)) | 0,0
|  | f_ze | $=T(sverweis2($E31;#BEZUG!$C$25:$F$235;3;1)) | $=TEXT(sverweis2($E31;#BEZUG!$C$25:$F$235;3;4);$I31) | $=T(sverweis2($E31;#BEZUG!$C$25:$F$235;3;2)) | 0,00
|  | f_re | $=T(sverweis2($E32;#BEZUG!$C$25:$F$235;3;1)) | $=TEXT(sverweis2($E32;#BEZUG!$C$25:$F$235;3;4);$I32) | $=T(sverweis2($E32;#BEZUG!$C$25:$F$235;3;2)) | 0,00
|  | theta_i_m | $=T(sverweis2($E33;#BEZUG!$C$25:$F$235;3;1)) | $=TEXT(sverweis2($E33;#BEZUG!$C$25:$F$235;3;4);$I33) | $=T(sverweis2($E33;#BEZUG!$C$25:$F$235;3;2)) | 0,0
|  | H_T | $=T(sverweis2($E34;#BEZUG!$C$25:$F$235;3;1)) | $=TEXT(sverweis2($E34;#BEZUG!$C$25:$F$235;3;4);$I34) | $=T(sverweis2($E34;#BEZUG!$C$25:$F$235;3;2)) | 0
|  |  | H_T' | $=TEXT('calc building 1'!Z312;I35) | W/(m²K) | 0,00
|  | H_L | $=T(sverweis2($E36;#BEZUG!$C$25:$F$235;3;1)) | $=TEXT(sverweis2($E36;#BEZUG!$C$25:$F$235;3;4);$I36) | $=T(sverweis2($E36;#BEZUG!$C$25:$F$235;3;2)) | 0
|  | h_bezogen_auf_A_EB | $=T(sverweis2($E37;#BEZUG!$C$25:$F$235;3;1)) | $=TEXT(sverweis2($E37;#BEZUG!$C$25:$F$235;3;4);$I37) | $=T(sverweis2($E37;#BEZUG!$C$25:$F$235;3;2)) | 0,00
|  | theta_HG | $=T(sverweis2($E38;#BEZUG!$C$25:$F$235;3;1)) | $=TEXT(sverweis2($E38;#BEZUG!$C$25:$F$235;3;4);$I38) | $=T(sverweis2($E38;#BEZUG!$C$25:$F$235;3;2)) | 0,0
|  | t_HP | $=T(sverweis2($E39;#BEZUG!$C$25:$F$235;3;1)) | $=TEXT(sverweis2($E39;#BEZUG!$C$25:$F$235;3;4);$I39) | $=T(sverweis2($E39;#BEZUG!$C$25:$F$235;3;2)) | 0
|  | f_GT | $=T(sverweis2($E40;#BEZUG!$C$25:$F$235;3;1)) | $=TEXT(sverweis2($E40;#BEZUG!$C$25:$F$235;3;4);$I40) | $=T(sverweis2($E40;#BEZUG!$C$25:$F$235;3;2)) | 0
|  | q_L | $=T(sverweis2($E41;#BEZUG!$C$25:$F$235;3;1)) | $=TEXT(sverweis2($E41;#BEZUG!$C$25:$F$235;3;4);$I41) | $=T(sverweis2($E41;#BEZUG!$C$25:$F$235;3;2)) | 0,0
|  | q_S | $=T(sverweis2($E42;#BEZUG!$C$25:$F$235;3;1)) | $=TEXT(sverweis2($E42;#BEZUG!$C$25:$F$235;3;4);$I42) | $=T(sverweis2($E42;#BEZUG!$C$25:$F$235;3;2)) | 0,0
|  | q_I | $=T(sverweis2($E43;#BEZUG!$C$25:$F$235;3;1)) | $=TEXT(sverweis2($E43;#BEZUG!$C$25:$F$235;3;4);$I43) | $=T(sverweis2($E43;#BEZUG!$C$25:$F$235;3;2)) | 0,0
|  | eta_G | $=T(sverweis2($E44;#BEZUG!$C$25:$F$235;3;1)) | $=TEXT(sverweis2($E44;#BEZUG!$C$25:$F$235;3;4);$I44) | $=T(sverweis2($E44;#BEZUG!$C$25:$F$235;3;2)) | 0,00
|  | q_H | $=T(sverweis2($E45;#BEZUG!$C$25:$F$235;3;1)) | $=TEXT(sverweis2($E45;#BEZUG!$C$25:$F$235;3;4);$I45) | $=T(sverweis2($E45;#BEZUG!$C$25:$F$235;3;2)) | 0,0
|  |  | $="Endenergiebedarf "&'Daten fuer Dagramm'!B21 | $=TEXT('Daten fuer Dagramm'!F21;I46) | kWh/(m²a) | 0,0
|  |  | $="Endenergiebedarf "&'Daten fuer Dagramm'!B22 | $=TEXT('Daten fuer Dagramm'!F22;I47) | kWh/(m²a) | 0,0
|  |  | $="Endenergiebedarf "&'Daten fuer Dagramm'!B19 | $=TEXT('Daten fuer Dagramm'!F19;I48) | kWh/(m²a) | 0,0
|  |  | $="Endenergiebedarf "&'Daten fuer Dagramm'!B20 | $=TEXT('Daten fuer Dagramm'!F20;I49) | kWh/(m²a) | 0,0
|  |  | $="Endenergiebedarf "&'Daten fuer Dagramm'!B18 | $=TEXT('Daten fuer Dagramm'!F18;I50) | kWh/(m²a) | 0,0
|  |  | $="Primärenergiebedarf "&'Daten fuer Dagramm'!B23 | $=TEXT('Daten fuer Dagramm'!G23;I51) | kWh/(m²a) | 0,0
|  |  | $="Primärenergiebedarf "&'Daten fuer Dagramm'!B24 | $=TEXT('Daten fuer Dagramm'!G24;I52) | kWh/(m²a) | 0,0
|  | q_P | $=T(sverweis2($E53;#BEZUG!$C$25:$F$235;3;1)) | $=TEXT(sverweis2($E53;#BEZUG!$C$25:$F$235;3;4);$I53) | $=T(sverweis2($E53;#BEZUG!$C$25:$F$235;3;2)) | 0,0
|  |  | Primärenergie-Aufwandszahl | $=TEXT(#BEZUG!Y62;I54) |  | 0,00
|  | Bedarf Brennstoffe | $=E55&WENN(OF_EV_WW$=1;" nur Hzg.";" Hzg. & WW")&" (bezogen auf Wohnfl.)" | $=TEXT('Ausgabe Datenblatt'!$V$55;I55) | kWh/(m²a) | 0,0
|  | Verbrauch Brennstoffe | $=E56&WENN(OF_EV_WW$=1;" nur Hzg.";" Hzg. & WW")&" (bezogen auf Wohnfl.)" | $=TEXT('Ausgabe Datenblatt'!$Y$55;I56) | kWh/(m²a) | 0,0
|  | Bedarf Fernwärme | $=E57&WENN(OF_EV_WW$=1;" nur Hzg.";" Hzg. & WW")&" (bezogen auf Wohnfl.)" | $=TEXT('Ausgabe Datenblatt'!$V$56;I57) | kWh/(m²a) | 0,0
|  | Verbrauch Fernwärme | $=E58&WENN(OF_EV_WW$=1;" nur Hzg.";" Hzg. & WW")&" (bezogen auf Wohnfl.)" | $=TEXT('Ausgabe Datenblatt'!$Y$56;I58) | kWh/(m²a) | 0,0
|  | Bedarf Strom (ohne Hilfsgeräte) | $=E59&WENN(OF_EV_WW$=1;" nur Hzg.";" Hzg. & WW")&" (bezogen auf Wohnfl.)" | $=TEXT('Ausgabe Datenblatt'!$V$57;I59) | kWh/(m²a) | 0,0
|  | Verbrauch Strom (ohne Hilfsgeräte) | $=E60&WENN(OF_EV_WW$=1;" nur Hzg.";" Hzg. & WW")&" (bezogen auf Wohnfl.)" | $=TEXT('Ausgabe Datenblatt'!$V$57;I60) | kWh/(m²a) | 0,0
|  |  | Verhältnis Verbrauch zu Bedarf | $=TEXT(#BEZUG!AA143;I61) |  | 0%
Monitor aktiv
4
Anzahl
Überwachungen
Fensterposition zurücksetzen
wird derzeit nicht verwendet

## DIAGR Energiebilanz
automatisch
Übersicht
="Verfahren: "&SVERWEIS(Typ_Verfahren;Parameter!M4:O13;3;FALSCH)
="Energiebezugsfläche: "&SVERWEIS(Typ_EBF;Parameter!$Q$4:$S$5;3;FALSCH)
#REF!
manuell
Skalierung:
wird derzeit nicht verwendet

## Daten fuer Dagramm
|  | Wärmeverluste Transmission und Lüftung | Wärmezufuhr | Endenergiebedarf | Primärenergiebedarf
roof | #REF! | #REF!
top storey ceiling | #REF! | #REF!
wall | #REF! | #REF!
floor to cellar or soil | #REF! | #REF!
wall to cellar or soil | #REF! | #REF!
window | #REF! | #REF!
roller blind case | #REF! | #REF!
radiator recess | #REF! | #REF!
Wärmebrücken | #REF! | #REF!
Lüftung | #VALUE! | #VALUE!
solare Gewinne | #REF! |  | #REF!
innere Gewinne | #VALUE! |  | #VALUE!
Heizwärmebedarf | #REF! |  | #REF!
Hilfsenergie (Strom) | #NAME? |  |  | #NAME?
#NAME? | #NAME? |  |  | #NAME?
#NAME? | #NAME? |  |  | #NAME?
#NAME? | #NAME? |  |  | #NAME?
#NAME? | #NAME? |  |  | #NAME?
Warmwasser | #NAME? |  |  |  | #NAME?
Heizung | #NAME? |  |  |  | #NAME?
="Verfahren: "&SVERWEIS(Typ_Verfahren;Parameter!M4:O13;3;FALSCH) | ="Verfahren: "&SVERWEIS(Typ_Verfahren;Parameter!M4:O13;3;FALSCH)
="Energiebezugsfläche: "&SVERWEIS(Typ_EBF;Parameter!$Q$4:$S$5;3;FALSCH) | ="Energiebezugsfläche: "&SVERWEIS(Typ_EBF;Parameter!$Q$4:$S$5;3;FALSCH)
#REF! | #REF!
Diagramm_Skalierung_auto | FALSE
Diagramm_Skalierung_Max | 350
wird derzeit nicht verwendet