## Flaechen
| Datenerhebung | [26 empty] | DropDownMobil_Parkplatz
| Projekt: | Wiesbaden Lehrstraße 2 | [13 empty] | Datum: | 2003-05-23
Die Felder "Kennung", "Bezeichnung/Lage" und "Ausführung" dienen der Identifikation der Teilflächen durch den Nutzer und können frei beschrieben werden.
In den beiden Spalten "zugeordnet" erfolgt die Zuordnung zu 30 möglichen Bauteilen (freie Definition) und 20 transparenten Flächen unterschiedlicher Orientierung
(mögliche Einträge siehe unten in der Zusammenstellung). Werden einem "Bauteil" oder einer "transp. Fläche" mehr als 1 Teilfläche zugeordnet, so werden unten
die entsprechenden Flächen addiert und das flächengewichtete Mittel für den U-Wert bestimmt.
Bei Fassaden sollte für jede Orientierung zunächst die Bruttofläche der Außenwand und dann die Fensterfläche ermittelt werden. Durch Kennzeichnung mit "A" wird eine
Fenster- (oder auch sonstige Fläche) als Abzugsfläche charakterisiert und von der letzten Fläche ohne "A" abgezogen.
Achtung: Keine Zellen verschieben oder Zeilen einfügen! (Kopieren von Eingaben ist möglich.)
Flächenermittlung
[31 empty] | Nebenrechnung (nicht ändern!) | [6 empty] | Berechnung der Fläche der Bauteilkategorien | [29 empty] | Berechnung des mittleren U-Wertes der Bauteilkategorien | [30 empty] | Berechnung der Fläche der Fensterkategorien | [19 empty] | Berechnung des mittleren U-Wertes der Fensterkategorien | [19 empty] | Berechnung des mittleren g-Wertes der Fensterkategorien
zugeordnet
|  |  |  | Bauteil- | transp.
| Kennung | Bezeichnung/Lage | Ausführung | Kürzel | Fläche | Abzugs- | Breite | Länge | Höhe | Anzahl | Zusatz- | Bauteil-Kürzel |  | U-Wert | g-Wert | Fläche | Fläche | spezif. | [13 empty] | S | 19 |  |  |  | S | 3 | [59 empty] | S | 3
| (beliebig) |  |  |  | Orient. | fläche |  |  |  | (wenn <>1) | fläche |  |  |  |  | Brutto | Netto | Verlust | [14 empty] | S |  |  |  | Z | 236 | 237 | 238 | 239 | 240 | 241 | 242 | 243 | 244 | 245 | 246 | 247 | 248 | 249 | 250 | 251 | 252 | 253 | 254 | 255 | 256 | 257 | 258 | 259 | 260 | 261 | 262 | 263 | 264 | 265 | [30 empty] | Z | 275 | 276 | 277 | 278 | 279 | 280 | 281 | 282 | 283 | 284 | 285 | 286 | 287 | 288 | 289 | 290 | 291 | 292 | 293 | 294
|  |  |  | (s.u.) | (s.u.) | = A | [m] | [m] | [m] |  | [m²] |  |  | [W/(m²K)] |  | [m²] | [m²] | [W/K] | [11 empty] | BT | FE | [6 empty] | #REF! | #REF! | #REF! | #REF! | #REF! | #REF! | #REF! | #REF! | #REF! | #REF! | #REF! | #REF! | #REF! | #REF! | #REF! | #REF! | #REF! | #REF! | #REF! | #REF! | #REF! | #REF! | #REF! | #REF! | #REF! | #REF! | #REF! | #REF! | #REF! | #REF! | #REF! | #REF! | #REF! | #REF! | #REF! | #REF! | #REF! | #REF! | #REF! | #REF! | #REF! | #REF! | #REF! | #REF! | #REF! | #REF! | #REF! | #REF! | #REF! | #REF! | #REF! | #REF! | #REF! | #REF! | #REF! | #REF! | #REF! | #REF! | #REF! | #REF! |  | #REF! | #REF! | #REF! | #REF! | #REF! | #REF! | #REF! | #REF! | #REF! | #REF! | #REF! | #REF! | #REF! | #REF! | #REF! | #REF! | #REF! | #REF! | #REF! | #REF! | #REF! | #REF! | #REF! | #REF! | #REF! | #REF! | #REF! | #REF! | #REF! | #REF! | #REF! | #REF! | #REF! | #REF! | #REF! | #REF! | #REF! | #REF! | #REF! | #REF! | #REF! | #REF! | #REF! | #REF! | #REF! | #REF! | #REF! | #REF! | #REF! | #REF! | #REF! | #REF! | #REF! | #REF! | #REF! | #REF! | #REF! | #REF! | #REF! | #REF!
1 | KD | Kellerdecke |  | KD |  |  | 13.255 | 17.89 |  |  | -3.0536 | w1u+20cm |  | 0.17802 |  | 234.0784 | 185.287 | 32.9845 | [11 empty] | 1 | 0 | S24 | S24 | 48.7914 | 1 | 0 |  | #REF! | #REF! | #REF! | #REF! | #REF! | #REF! | #REF! | #REF! | #REF! | #REF! | #REF! | #REF! | #REF! | #REF! | #REF! | #REF! | #REF! | #REF! | #REF! | #REF! | #REF! | #REF! | #REF! | #REF! | #REF! | #REF! | #REF! | #REF! | #REF! | #REF! | #REF! | #REF! | #REF! | #REF! | #REF! | #REF! | #REF! | #REF! | #REF! | #REF! | #REF! | #REF! | #REF! | #REF! | #REF! | #REF! | #REF! | #REF! | #REF! | #REF! | #REF! | #REF! | #REF! | #REF! | #REF! | #REF! | #REF! | #REF! | #REF! | #REF! |  | #REF! | #REF! | #REF! | #REF! | #REF! | #REF! | #REF! | #REF! | #REF! | #REF! | #REF! | #REF! | #REF! | #REF! | #REF! | #REF! | #REF! | #REF! | #REF! | #REF! | #REF! | #REF! | #REF! | #REF! | #REF! | #REF! | #REF! | #REF! | #REF! | #REF! | #REF! | #REF! | #REF! | #REF! | #REF! | #REF! | #REF! | #REF! | #REF! | #REF! | #REF! | #REF! | #REF! | #REF! | #REF! | #REF! | #REF! | #REF! | #REF! | #REF! | #REF! | #REF! | #REF! | #REF! | #REF! | #REF! | #REF! | #REF! | #REF! | #REF!
2 |  | Hoffläche = Abzug |  |  |  | A | 4.75 | 10.36 |  |  | -0.41861 | w1u |  | 1.6197 |  |  | 48.7914 | 79.0281 | [11 empty] | 0 | 0 | S25 | S24 | 0 | 0 | 1 |  | #REF! | #REF! | #REF! | #REF! | #REF! | #REF! | #REF! | #REF! | #REF! | #REF! | #REF! | #REF! | #REF! | #REF! | #REF! | #REF! | #REF! | #REF! | #REF! | #REF! | #REF! | #REF! | #REF! | #REF! | #REF! | #REF! | #REF! | #REF! | #REF! | #REF! | #REF! | #REF! | #REF! | #REF! | #REF! | #REF! | #REF! | #REF! | #REF! | #REF! | #REF! | #REF! | #REF! | #REF! | #REF! | #REF! | #REF! | #REF! | #REF! | #REF! | #REF! | #REF! | #REF! | #REF! | #REF! | #REF! | #REF! | #REF! | #REF! | #REF! |  | #REF! | #REF! | #REF! | #REF! | #REF! | #REF! | #REF! | #REF! | #REF! | #REF! | #REF! | #REF! | #REF! | #REF! | #REF! | #REF! | #REF! | #REF! | #REF! | #REF! | #REF! | #REF! | #REF! | #REF! | #REF! | #REF! | #REF! | #REF! | #REF! | #REF! | #REF! | #REF! | #REF! | #REF! | #REF! | #REF! | #REF! | #REF! | #REF! | #REF! | #REF! | #REF! | #REF! | #REF! | #REF! | #REF! | #REF! | #REF! | #REF! | #REF! | #REF! | #REF! | #REF! | #REF! | #REF! | #REF! | #REF! | #REF! | #REF! | #REF!
3 | AW NO | Nordost (Steingasse) |  | AWH |  |  |  | 9.445 | 14.14 | [6 empty] | 133.5523 | 104.2983 | 0 | [11 empty] | 1 | 0 | S26 | S31 | 29.254 | 6 | 0 |  | #REF! | #REF! | #REF! | #REF! | #REF! | #REF! | #REF! | #REF! | #REF! | #REF! | #REF! | #REF! | #REF! | #REF! | #REF! | #REF! | #REF! | #REF! | #REF! | #REF! | #REF! | #REF! | #REF! | #REF! | #REF! | #REF! | #REF! | #REF! | #REF! | #REF! | #REF! | #REF! | #REF! | #REF! | #REF! | #REF! | #REF! | #REF! | #REF! | #REF! | #REF! | #REF! | #REF! | #REF! | #REF! | #REF! | #REF! | #REF! | #REF! | #REF! | #REF! | #REF! | #REF! | #REF! | #REF! | #REF! | #REF! | #REF! | #REF! | #REF! |  | #REF! | #REF! | #REF! | #REF! | #REF! | #REF! | #REF! | #REF! | #REF! | #REF! | #REF! | #REF! | #REF! | #REF! | #REF! | #REF! | #REF! | #REF! | #REF! | #REF! | #REF! | #REF! | #REF! | #REF! | #REF! | #REF! | #REF! | #REF! | #REF! | #REF! | #REF! | #REF! | #REF! | #REF! | #REF! | #REF! | #REF! | #REF! | #REF! | #REF! | #REF! | #REF! | #REF! | #REF! | #REF! | #REF! | #REF! | #REF! | #REF! | #REF! | #REF! | #REF! | #REF! | #REF! | #REF! | #REF! | #REF! | #REF! | #REF! | #REF!
4 | FE NO EG 1 | Nordost (Steingasse) EG Standard |  | FE | NO | A | 0.99 |  | 2.1 | 2 | [6 empty] | 4.158 | 0 | [11 empty] | 1 | 1 | S27 | S31 | 0 | 5 | 1 |  | #REF! | #REF! | #REF! | #REF! | #REF! | #REF! | #REF! | #REF! | #REF! | #REF! | #REF! | #REF! | #REF! | #REF! | #REF! | #REF! | #REF! | #REF! | #REF! | #REF! | #REF! | #REF! | #REF! | #REF! | #REF! | #REF! | #REF! | #REF! | #REF! | #REF! | #REF! | #REF! | #REF! | #REF! | #REF! | #REF! | #REF! | #REF! | #REF! | #REF! | #REF! | #REF! | #REF! | #REF! | #REF! | #REF! | #REF! | #REF! | #REF! | #REF! | #REF! | #REF! | #REF! | #REF! | #REF! | #REF! | #REF! | #REF! | #REF! | #REF! |  | #REF! | #REF! | #REF! | #REF! | #REF! | #REF! | #REF! | #REF! | #REF! | #REF! | #REF! | #REF! | #REF! | #REF! | #REF! | #REF! | #REF! | #REF! | #REF! | #REF! | #REF! | #REF! | #REF! | #REF! | #REF! | #REF! | #REF! | #REF! | #REF! | #REF! | #REF! | #REF! | #REF! | #REF! | #REF! | #REF! | #REF! | #REF! | #REF! | #REF! | #REF! | #REF! | #REF! | #REF! | #REF! | #REF! | #REF! | #REF! | #REF! | #REF! | #REF! | #REF! | #REF! | #REF! | #REF! | #REF! | #REF! | #REF! | #REF! | #REF!
5 | FE NO EG 3 | Nordost (Steingasse) EG Balkon |  | FE | NO | A | 1.23 |  | 2.9 | 1 | [6 empty] | 3.567 | 0 | [11 empty] | 1 | 1 | S28 | S31 | 0 | 4 | 1 |  | #REF! | #REF! | #REF! | #REF! | #REF! | #REF! | #REF! | #REF! | #REF! | #REF! | #REF! | #REF! | #REF! | #REF! | #REF! | #REF! | #REF! | #REF! | #REF! | #REF! | #REF! | #REF! | #REF! | #REF! | #REF! | #REF! | #REF! | #REF! | #REF! | #REF! | #REF! | #REF! | #REF! | #REF! | #REF! | #REF! | #REF! | #REF! | #REF! | #REF! | #REF! | #REF! | #REF! | #REF! | #REF! | #REF! | #REF! | #REF! | #REF! | #REF! | #REF! | #REF! | #REF! | #REF! | #REF! | #REF! | #REF! | #REF! | #REF! | #REF! |  | #REF! | #REF! | #REF! | #REF! | #REF! | #REF! | #REF! | #REF! | #REF! | #REF! | #REF! | #REF! | #REF! | #REF! | #REF! | #REF! | #REF! | #REF! | #REF! | #REF! | #REF! | #REF! | #REF! | #REF! | #REF! | #REF! | #REF! | #REF! | #REF! | #REF! | #REF! | #REF! | #REF! | #REF! | #REF! | #REF! | #REF! | #REF! | #REF! | #REF! | #REF! | #REF! | #REF! | #REF! | #REF! | #REF! | #REF! | #REF! | #REF! | #REF! | #REF! | #REF! | #REF! | #REF! | #REF! | #REF! | #REF! | #REF! | #REF! | #REF!
6 | FE NO EG 2 | Nordost (Steingasse) EG WC |  | FE | NO | A | 0.49 |  | 1.3 | 1 | [6 empty] | 0.637 | 0 | [11 empty] | 1 | 1 | S29 | S31 | 0 | 3 | 1 |  | #REF! | #REF! | #REF! | #REF! | #REF! | #REF! | #REF! | #REF! | #REF! | #REF! | #REF! | #REF! | #REF! | #REF! | #REF! | #REF! | #REF! | #REF! | #REF! | #REF! | #REF! | #REF! | #REF! | #REF! | #REF! | #REF! | #REF! | #REF! | #REF! | #REF! | #REF! | #REF! | #REF! | #REF! | #REF! | #REF! | #REF! | #REF! | #REF! | #REF! | #REF! | #REF! | #REF! | #REF! | #REF! | #REF! | #REF! | #REF! | #REF! | #REF! | #REF! | #REF! | #REF! | #REF! | #REF! | #REF! | #REF! | #REF! | #REF! | #REF! |  | #REF! | #REF! | #REF! | #REF! | #REF! | #REF! | #REF! | #REF! | #REF! | #REF! | #REF! | #REF! | #REF! | #REF! | #REF! | #REF! | #REF! | #REF! | #REF! | #REF! | #REF! | #REF! | #REF! | #REF! | #REF! | #REF! | #REF! | #REF! | #REF! | #REF! | #REF! | #REF! | #REF! | #REF! | #REF! | #REF! | #REF! | #REF! | #REF! | #REF! | #REF! | #REF! | #REF! | #REF! | #REF! | #REF! | #REF! | #REF! | #REF! | #REF! | #REF! | #REF! | #REF! | #REF! | #REF! | #REF! | #REF! | #REF! | #REF! | #REF!
7 | FE NO 1.-3.OG 1 | Nordost (Steingasse) 1.-3.OG |  | FE | NO | A | 0.99 |  | 1.9 | 6 | [6 empty] | 11.286 | 0 | [11 empty] | 1 | 1 | S30 | S31 | 0 | 2 | 1 |  | #REF! | #REF! | #REF! | #REF! | #REF! | #REF! | #REF! | #REF! | #REF! | #REF! | #REF! | #REF! | #REF! | #REF! | #REF! | #REF! | #REF! | #REF! | #REF! | #REF! | #REF! | #REF! | #REF! | #REF! | #REF! | #REF! | #REF! | #REF! | #REF! | #REF! | #REF! | #REF! | #REF! | #REF! | #REF! | #REF! | #REF! | #REF! | #REF! | #REF! | #REF! | #REF! | #REF! | #REF! | #REF! | #REF! | #REF! | #REF! | #REF! | #REF! | #REF! | #REF! | #REF! | #REF! | #REF! | #REF! | #REF! | #REF! | #REF! | #REF! |  | #REF! | #REF! | #REF! | #REF! | #REF! | #REF! | #REF! | #REF! | #REF! | #REF! | #REF! | #REF! | #REF! | #REF! | #REF! | #REF! | #REF! | #REF! | #REF! | #REF! | #REF! | #REF! | #REF! | #REF! | #REF! | #REF! | #REF! | #REF! | #REF! | #REF! | #REF! | #REF! | #REF! | #REF! | #REF! | #REF! | #REF! | #REF! | #REF! | #REF! | #REF! | #REF! | #REF! | #REF! | #REF! | #REF! | #REF! | #REF! | #REF! | #REF! | #REF! | #REF! | #REF! | #REF! | #REF! | #REF! | #REF! | #REF! | #REF! | #REF!
8 | FE NO 1.-3.OG 3 | Nordost (Steingasse) 1.-3.OG Balkon |  | FE | NO | A | 0.95 |  | 2.7 | 3 | [6 empty] | 7.695 | 0 | [11 empty] | 1 | 1 | S31 | S31 | 0 | 1 | 1 |  | #REF! | #REF! | #REF! | #REF! | #REF! | #REF! | #REF! | #REF! | #REF! | #REF! | #REF! | #REF! | #REF! | #REF! | #REF! | #REF! | #REF! | #REF! | #REF! | #REF! | #REF! | #REF! | #REF! | #REF! | #REF! | #REF! | #REF! | #REF! | #REF! | #REF! | #REF! | #REF! | #REF! | #REF! | #REF! | #REF! | #REF! | #REF! | #REF! | #REF! | #REF! | #REF! | #REF! | #REF! | #REF! | #REF! | #REF! | #REF! | #REF! | #REF! | #REF! | #REF! | #REF! | #REF! | #REF! | #REF! | #REF! | #REF! | #REF! | #REF! |  | #REF! | #REF! | #REF! | #REF! | #REF! | #REF! | #REF! | #REF! | #REF! | #REF! | #REF! | #REF! | #REF! | #REF! | #REF! | #REF! | #REF! | #REF! | #REF! | #REF! | #REF! | #REF! | #REF! | #REF! | #REF! | #REF! | #REF! | #REF! | #REF! | #REF! | #REF! | #REF! | #REF! | #REF! | #REF! | #REF! | #REF! | #REF! | #REF! | #REF! | #REF! | #REF! | #REF! | #REF! | #REF! | #REF! | #REF! | #REF! | #REF! | #REF! | #REF! | #REF! | #REF! | #REF! | #REF! | #REF! | #REF! | #REF! | #REF! | #REF!
9 | FE NO 1.-3.OG 2 | Nordost (Steingasse) 1.-3.OG WC |  | FE | NO | A | 0.49 |  | 1.3 | 3 | [6 empty] | 1.911 | 0 | [11 empty] | 1 | 1 | S32 | S31 | 0 | 0 | 1 |  | #REF! | #REF! | #REF! | #REF! | #REF! | #REF! | #REF! | #REF! | #REF! | #REF! | #REF! | #REF! | #REF! | #REF! | #REF! | #REF! | #REF! | #REF! | #REF! | #REF! | #REF! | #REF! | #REF! | #REF! | #REF! | #REF! | #REF! | #REF! | #REF! | #REF! | #REF! | #REF! | #REF! | #REF! | #REF! | #REF! | #REF! | #REF! | #REF! | #REF! | #REF! | #REF! | #REF! | #REF! | #REF! | #REF! | #REF! | #REF! | #REF! | #REF! | #REF! | #REF! | #REF! | #REF! | #REF! | #REF! | #REF! | #REF! | #REF! | #REF! |  | #REF! | #REF! | #REF! | #REF! | #REF! | #REF! | #REF! | #REF! | #REF! | #REF! | #REF! | #REF! | #REF! | #REF! | #REF! | #REF! | #REF! | #REF! | #REF! | #REF! | #REF! | #REF! | #REF! | #REF! | #REF! | #REF! | #REF! | #REF! | #REF! | #REF! | #REF! | #REF! | #REF! | #REF! | #REF! | #REF! | #REF! | #REF! | #REF! | #REF! | #REF! | #REF! | #REF! | #REF! | #REF! | #REF! | #REF! | #REF! | #REF! | #REF! | #REF! | #REF! | #REF! | #REF! | #REF! | #REF! | #REF! | #REF! | #REF! | #REF!
10 | AW N | Treppenhaus |  | AWH |  |  |  | 1.2 | 14.14 | [6 empty] | 16.968 | 6.168 | 0 | [11 empty] | 1 | 0 | S33 | S34 | 10.8 | 2 | 0 |  | #REF! | #REF! | #REF! | #REF! | #REF! | #REF! | #REF! | #REF! | #REF! | #REF! | #REF! | #REF! | #REF! | #REF! | #REF! | #REF! | #REF! | #REF! | #REF! | #REF! | #REF! | #REF! | #REF! | #REF! | #REF! | #REF! | #REF! | #REF! | #REF! | #REF! | #REF! | #REF! | #REF! | #REF! | #REF! | #REF! | #REF! | #REF! | #REF! | #REF! | #REF! | #REF! | #REF! | #REF! | #REF! | #REF! | #REF! | #REF! | #REF! | #REF! | #REF! | #REF! | #REF! | #REF! | #REF! | #REF! | #REF! | #REF! | #REF! | #REF! |  | #REF! | #REF! | #REF! | #REF! | #REF! | #REF! | #REF! | #REF! | #REF! | #REF! | #REF! | #REF! | #REF! | #REF! | #REF! | #REF! | #REF! | #REF! | #REF! | #REF! | #REF! | #REF! | #REF! | #REF! | #REF! | #REF! | #REF! | #REF! | #REF! | #REF! | #REF! | #REF! | #REF! | #REF! | #REF! | #REF! | #REF! | #REF! | #REF! | #REF! | #REF! | #REF! | #REF! | #REF! | #REF! | #REF! | #REF! | #REF! | #REF! | #REF! | #REF! | #REF! | #REF! | #REF! | #REF! | #REF! | #REF! | #REF! | #REF! | #REF!
11 | FE N 1 | Treppenhaus Tür + 2 Fenster |  | FE | N | A | 1.2 |  | 2 | 3 | [6 empty] | 7.2 | 0 | [11 empty] | 1 | 1 | S34 | S34 | 0 | 1 | 1 |  | #REF! | #REF! | #REF! | #REF! | #REF! | #REF! | #REF! | #REF! | #REF! | #REF! | #REF! | #REF! | #REF! | #REF! | #REF! | #REF! | #REF! | #REF! | #REF! | #REF! | #REF! | #REF! | #REF! | #REF! | #REF! | #REF! | #REF! | #REF! | #REF! | #REF! | #REF! | #REF! | #REF! | #REF! | #REF! | #REF! | #REF! | #REF! | #REF! | #REF! | #REF! | #REF! | #REF! | #REF! | #REF! | #REF! | #REF! | #REF! | #REF! | #REF! | #REF! | #REF! | #REF! | #REF! | #REF! | #REF! | #REF! | #REF! | #REF! | #REF! |  | #REF! | #REF! | #REF! | #REF! | #REF! | #REF! | #REF! | #REF! | #REF! | #REF! | #REF! | #REF! | #REF! | #REF! | #REF! | #REF! | #REF! | #REF! | #REF! | #REF! | #REF! | #REF! | #REF! | #REF! | #REF! | #REF! | #REF! | #REF! | #REF! | #REF! | #REF! | #REF! | #REF! | #REF! | #REF! | #REF! | #REF! | #REF! | #REF! | #REF! | #REF! | #REF! | #REF! | #REF! | #REF! | #REF! | #REF! | #REF! | #REF! | #REF! | #REF! | #REF! | #REF! | #REF! | #REF! | #REF! | #REF! | #REF! | #REF! | #REF!
12 | FE N 2 | Treppenhaus oberstes Fenster |  | FE | N | A | 1.2 |  | 3 | 1 | [6 empty] | 3.6 | 0 | [11 empty] | 1 | 1 | S35 | S34 | 0 | 0 | 1 |  | #REF! | #REF! | #REF! | #REF! | #REF! | #REF! | #REF! | #REF! | #REF! | #REF! | #REF! | #REF! | #REF! | #REF! | #REF! | #REF! | #REF! | #REF! | #REF! | #REF! | #REF! | #REF! | #REF! | #REF! | #REF! | #REF! | #REF! | #REF! | #REF! | #REF! | #REF! | #REF! | #REF! | #REF! | #REF! | #REF! | #REF! | #REF! | #REF! | #REF! | #REF! | #REF! | #REF! | #REF! | #REF! | #REF! | #REF! | #REF! | #REF! | #REF! | #REF! | #REF! | #REF! | #REF! | #REF! | #REF! | #REF! | #REF! | #REF! | #REF! |  | #REF! | #REF! | #REF! | #REF! | #REF! | #REF! | #REF! | #REF! | #REF! | #REF! | #REF! | #REF! | #REF! | #REF! | #REF! | #REF! | #REF! | #REF! | #REF! | #REF! | #REF! | #REF! | #REF! | #REF! | #REF! | #REF! | #REF! | #REF! | #REF! | #REF! | #REF! | #REF! | #REF! | #REF! | #REF! | #REF! | #REF! | #REF! | #REF! | #REF! | #REF! | #REF! | #REF! | #REF! | #REF! | #REF! | #REF! | #REF! | #REF! | #REF! | #REF! | #REF! | #REF! | #REF! | #REF! | #REF! | #REF! | #REF! | #REF! | #REF!
13 | AW NW | Nordwest (Lehrstr.) |  | AWH |  |  |  | 3.835 | 14.14 | [6 empty] | 54.2269 | 44.6869 | 0 | [11 empty] | 1 | 0 | S36 | S37 | 9.54 | 2 | 0 |  | #REF! | #REF! | #REF! | #REF! | #REF! | #REF! | #REF! | #REF! | #REF! | #REF! | #REF! | #REF! | #REF! | #REF! | #REF! | #REF! | #REF! | #REF! | #REF! | #REF! | #REF! | #REF! | #REF! | #REF! | #REF! | #REF! | #REF! | #REF! | #REF! | #REF! | #REF! | #REF! | #REF! | #REF! | #REF! | #REF! | #REF! | #REF! | #REF! | #REF! | #REF! | #REF! | #REF! | #REF! | #REF! | #REF! | #REF! | #REF! | #REF! | #REF! | #REF! | #REF! | #REF! | #REF! | #REF! | #REF! | #REF! | #REF! | #REF! | #REF! |  | #REF! | #REF! | #REF! | #REF! | #REF! | #REF! | #REF! | #REF! | #REF! | #REF! | #REF! | #REF! | #REF! | #REF! | #REF! | #REF! | #REF! | #REF! | #REF! | #REF! | #REF! | #REF! | #REF! | #REF! | #REF! | #REF! | #REF! | #REF! | #REF! | #REF! | #REF! | #REF! | #REF! | #REF! | #REF! | #REF! | #REF! | #REF! | #REF! | #REF! | #REF! | #REF! | #REF! | #REF! | #REF! | #REF! | #REF! | #REF! | #REF! | #REF! | #REF! | #REF! | #REF! | #REF! | #REF! | #REF! | #REF! | #REF! | #REF! | #REF!
14 | FE NW 1 | Nordwest (Lehrstr.) Standard |  | FE | NW | A | 0.9 |  | 2 | 4 | [6 empty] | 7.2 | 0 | [11 empty] | 1 | 1 | S37 | S37 | 0 | 1 | 1 |  | #REF! | #REF! | #REF! | #REF! | #REF! | #REF! | #REF! | #REF! | #REF! | #REF! | #REF! | #REF! | #REF! | #REF! | #REF! | #REF! | #REF! | #REF! | #REF! | #REF! | #REF! | #REF! | #REF! | #REF! | #REF! | #REF! | #REF! | #REF! | #REF! | #REF! | #REF! | #REF! | #REF! | #REF! | #REF! | #REF! | #REF! | #REF! | #REF! | #REF! | #REF! | #REF! | #REF! | #REF! | #REF! | #REF! | #REF! | #REF! | #REF! | #REF! | #REF! | #REF! | #REF! | #REF! | #REF! | #REF! | #REF! | #REF! | #REF! | #REF! |  | #REF! | #REF! | #REF! | #REF! | #REF! | #REF! | #REF! | #REF! | #REF! | #REF! | #REF! | #REF! | #REF! | #REF! | #REF! | #REF! | #REF! | #REF! | #REF! | #REF! | #REF! | #REF! | #REF! | #REF! | #REF! | #REF! | #REF! | #REF! | #REF! | #REF! | #REF! | #REF! | #REF! | #REF! | #REF! | #REF! | #REF! | #REF! | #REF! | #REF! | #REF! | #REF! | #REF! | #REF! | #REF! | #REF! | #REF! | #REF! | #REF! | #REF! | #REF! | #REF! | #REF! | #REF! | #REF! | #REF! | #REF! | #REF! | #REF! | #REF!
15 | FE NW 2 | Nordwest (Lehrstr.) WC |  | FE | NW | A | 0.45 |  | 1.3 | 4 | [6 empty] | 2.34 | 0 | [11 empty] | 1 | 1 | S38 | S37 | 0 | 0 | 1 |  | #REF! | #REF! | #REF! | #REF! | #REF! | #REF! | #REF! | #REF! | #REF! | #REF! | #REF! | #REF! | #REF! | #REF! | #REF! | #REF! | #REF! | #REF! | #REF! | #REF! | #REF! | #REF! | #REF! | #REF! | #REF! | #REF! | #REF! | #REF! | #REF! | #REF! | #REF! | #REF! | #REF! | #REF! | #REF! | #REF! | #REF! | #REF! | #REF! | #REF! | #REF! | #REF! | #REF! | #REF! | #REF! | #REF! | #REF! | #REF! | #REF! | #REF! | #REF! | #REF! | #REF! | #REF! | #REF! | #REF! | #REF! | #REF! | #REF! | #REF! |  | #REF! | #REF! | #REF! | #REF! | #REF! | #REF! | #REF! | #REF! | #REF! | #REF! | #REF! | #REF! | #REF! | #REF! | #REF! | #REF! | #REF! | #REF! | #REF! | #REF! | #REF! | #REF! | #REF! | #REF! | #REF! | #REF! | #REF! | #REF! | #REF! | #REF! | #REF! | #REF! | #REF! | #REF! | #REF! | #REF! | #REF! | #REF! | #REF! | #REF! | #REF! | #REF! | #REF! | #REF! | #REF! | #REF! | #REF! | #REF! | #REF! | #REF! | #REF! | #REF! | #REF! | #REF! | #REF! | #REF! | #REF! | #REF! | #REF! | #REF!
16 | AW SW | Südwest (Steingasse) |  | AWS |  |  |  | 16.15 | 14.14 | [6 empty] | 228.361 | 183.128 | 0 | [11 empty] | 1 | 0 | S39 | S41 | 45.233 | 3 | 0 |  | #REF! | #REF! | #REF! | #REF! | #REF! | #REF! | #REF! | #REF! | #REF! | #REF! | #REF! | #REF! | #REF! | #REF! | #REF! | #REF! | #REF! | #REF! | #REF! | #REF! | #REF! | #REF! | #REF! | #REF! | #REF! | #REF! | #REF! | #REF! | #REF! | #REF! | #REF! | #REF! | #REF! | #REF! | #REF! | #REF! | #REF! | #REF! | #REF! | #REF! | #REF! | #REF! | #REF! | #REF! | #REF! | #REF! | #REF! | #REF! | #REF! | #REF! | #REF! | #REF! | #REF! | #REF! | #REF! | #REF! | #REF! | #REF! | #REF! | #REF! |  | #REF! | #REF! | #REF! | #REF! | #REF! | #REF! | #REF! | #REF! | #REF! | #REF! | #REF! | #REF! | #REF! | #REF! | #REF! | #REF! | #REF! | #REF! | #REF! | #REF! | #REF! | #REF! | #REF! | #REF! | #REF! | #REF! | #REF! | #REF! | #REF! | #REF! | #REF! | #REF! | #REF! | #REF! | #REF! | #REF! | #REF! | #REF! | #REF! | #REF! | #REF! | #REF! | #REF! | #REF! | #REF! | #REF! | #REF! | #REF! | #REF! | #REF! | #REF! | #REF! | #REF! | #REF! | #REF! | #REF! | #REF! | #REF! | #REF! | #REF!
17 | FE SW EG | Südwest (Steingasse) EG |  | FE | SW | A | 8.66 |  | 2.09 | 1 | [6 empty] | 18.0994 | 0 | [11 empty] | 1 | 1 | S40 | S41 | 0 | 2 | 1 |  | #REF! | #REF! | #REF! | #REF! | #REF! | #REF! | #REF! | #REF! | #REF! | #REF! | #REF! | #REF! | #REF! | #REF! | #REF! | #REF! | #REF! | #REF! | #REF! | #REF! | #REF! | #REF! | #REF! | #REF! | #REF! | #REF! | #REF! | #REF! | #REF! | #REF! | #REF! | #REF! | #REF! | #REF! | #REF! | #REF! | #REF! | #REF! | #REF! | #REF! | #REF! | #REF! | #REF! | #REF! | #REF! | #REF! | #REF! | #REF! | #REF! | #REF! | #REF! | #REF! | #REF! | #REF! | #REF! | #REF! | #REF! | #REF! | #REF! | #REF! |  | #REF! | #REF! | #REF! | #REF! | #REF! | #REF! | #REF! | #REF! | #REF! | #REF! | #REF! | #REF! | #REF! | #REF! | #REF! | #REF! | #REF! | #REF! | #REF! | #REF! | #REF! | #REF! | #REF! | #REF! | #REF! | #REF! | #REF! | #REF! | #REF! | #REF! | #REF! | #REF! | #REF! | #REF! | #REF! | #REF! | #REF! | #REF! | #REF! | #REF! | #REF! | #REF! | #REF! | #REF! | #REF! | #REF! | #REF! | #REF! | #REF! | #REF! | #REF! | #REF! | #REF! | #REF! | #REF! | #REF! | #REF! | #REF! | #REF! | #REF!
18 | FE SW 1.-2.OG | Südwest (Steingasse) 1.-2.OG |  | FE | SW | A | 1.17 |  | 2.09 | 8 | [6 empty] | 19.5624 | 0 | [11 empty] | 1 | 1 | S41 | S41 | 0 | 1 | 1 |  | #REF! | #REF! | #REF! | #REF! | #REF! | #REF! | #REF! | #REF! | #REF! | #REF! | #REF! | #REF! | #REF! | #REF! | #REF! | #REF! | #REF! | #REF! | #REF! | #REF! | #REF! | #REF! | #REF! | #REF! | #REF! | #REF! | #REF! | #REF! | #REF! | #REF! | #REF! | #REF! | #REF! | #REF! | #REF! | #REF! | #REF! | #REF! | #REF! | #REF! | #REF! | #REF! | #REF! | #REF! | #REF! | #REF! | #REF! | #REF! | #REF! | #REF! | #REF! | #REF! | #REF! | #REF! | #REF! | #REF! | #REF! | #REF! | #REF! | #REF! |  | #REF! | #REF! | #REF! | #REF! | #REF! | #REF! | #REF! | #REF! | #REF! | #REF! | #REF! | #REF! | #REF! | #REF! | #REF! | #REF! | #REF! | #REF! | #REF! | #REF! | #REF! | #REF! | #REF! | #REF! | #REF! | #REF! | #REF! | #REF! | #REF! | #REF! | #REF! | #REF! | #REF! | #REF! | #REF! | #REF! | #REF! | #REF! | #REF! | #REF! | #REF! | #REF! | #REF! | #REF! | #REF! | #REF! | #REF! | #REF! | #REF! | #REF! | #REF! | #REF! | #REF! | #REF! | #REF! | #REF! | #REF! | #REF! | #REF! | #REF!
19 | FE SW 3.OG | Südwest (Steingasse) 3.OG |  | FE | SW | A | 1.04 |  | 1.82 | 4 | [6 empty] | 7.5712 | 0 | [11 empty] | 1 | 1 | S42 | S41 | 0 | 0 | 1 |  | #REF! | #REF! | #REF! | #REF! | #REF! | #REF! | #REF! | #REF! | #REF! | #REF! | #REF! | #REF! | #REF! | #REF! | #REF! | #REF! | #REF! | #REF! | #REF! | #REF! | #REF! | #REF! | #REF! | #REF! | #REF! | #REF! | #REF! | #REF! | #REF! | #REF! | #REF! | #REF! | #REF! | #REF! | #REF! | #REF! | #REF! | #REF! | #REF! | #REF! | #REF! | #REF! | #REF! | #REF! | #REF! | #REF! | #REF! | #REF! | #REF! | #REF! | #REF! | #REF! | #REF! | #REF! | #REF! | #REF! | #REF! | #REF! | #REF! | #REF! |  | #REF! | #REF! | #REF! | #REF! | #REF! | #REF! | #REF! | #REF! | #REF! | #REF! | #REF! | #REF! | #REF! | #REF! | #REF! | #REF! | #REF! | #REF! | #REF! | #REF! | #REF! | #REF! | #REF! | #REF! | #REF! | #REF! | #REF! | #REF! | #REF! | #REF! | #REF! | #REF! | #REF! | #REF! | #REF! | #REF! | #REF! | #REF! | #REF! | #REF! | #REF! | #REF! | #REF! | #REF! | #REF! | #REF! | #REF! | #REF! | #REF! | #REF! | #REF! | #REF! | #REF! | #REF! | #REF! | #REF! | #REF! | #REF! | #REF! | #REF!
20 | AW S | Süd (Kreuzung) |  | AWS |  |  |  | 2.6 | 14.14 | [6 empty] | 36.764 | 29.059 | 0 | [11 empty] | 1 | 0 | S43 | S43 | 7.705 | 1 | 0 |  | #REF! | #REF! | #REF! | #REF! | #REF! | #REF! | #REF! | #REF! | #REF! | #REF! | #REF! | #REF! | #REF! | #REF! | #REF! | #REF! | #REF! | #REF! | #REF! | #REF! | #REF! | #REF! | #REF! | #REF! | #REF! | #REF! | #REF! | #REF! | #REF! | #REF! | #REF! | #REF! | #REF! | #REF! | #REF! | #REF! | #REF! | #REF! | #REF! | #REF! | #REF! | #REF! | #REF! | #REF! | #REF! | #REF! | #REF! | #REF! | #REF! | #REF! | #REF! | #REF! | #REF! | #REF! | #REF! | #REF! | #REF! | #REF! | #REF! | #REF! |  | #REF! | #REF! | #REF! | #REF! | #REF! | #REF! | #REF! | #REF! | #REF! | #REF! | #REF! | #REF! | #REF! | #REF! | #REF! | #REF! | #REF! | #REF! | #REF! | #REF! | #REF! | #REF! | #REF! | #REF! | #REF! | #REF! | #REF! | #REF! | #REF! | #REF! | #REF! | #REF! | #REF! | #REF! | #REF! | #REF! | #REF! | #REF! | #REF! | #REF! | #REF! | #REF! | #REF! | #REF! | #REF! | #REF! | #REF! | #REF! | #REF! | #REF! | #REF! | #REF! | #REF! | #REF! | #REF! | #REF! | #REF! | #REF! | #REF! | #REF!
21 | FE S | Süd (Kreuzung) |  | FE | S | A | 1.15 |  | 2.2333 | 3 | [6 empty] | 7.705 | 0 | [11 empty] | 1 | 1 | S44 | S43 | 0 | 0 | 1 |  | #REF! | #REF! | #REF! | #REF! | #REF! | #REF! | #REF! | #REF! | #REF! | #REF! | #REF! | #REF! | #REF! | #REF! | #REF! | #REF! | #REF! | #REF! | #REF! | #REF! | #REF! | #REF! | #REF! | #REF! | #REF! | #REF! | #REF! | #REF! | #REF! | #REF! | #REF! | #REF! | #REF! | #REF! | #REF! | #REF! | #REF! | #REF! | #REF! | #REF! | #REF! | #REF! | #REF! | #REF! | #REF! | #REF! | #REF! | #REF! | #REF! | #REF! | #REF! | #REF! | #REF! | #REF! | #REF! | #REF! | #REF! | #REF! | #REF! | #REF! |  | #REF! | #REF! | #REF! | #REF! | #REF! | #REF! | #REF! | #REF! | #REF! | #REF! | #REF! | #REF! | #REF! | #REF! | #REF! | #REF! | #REF! | #REF! | #REF! | #REF! | #REF! | #REF! | #REF! | #REF! | #REF! | #REF! | #REF! | #REF! | #REF! | #REF! | #REF! | #REF! | #REF! | #REF! | #REF! | #REF! | #REF! | #REF! | #REF! | #REF! | #REF! | #REF! | #REF! | #REF! | #REF! | #REF! | #REF! | #REF! | #REF! | #REF! | #REF! | #REF! | #REF! | #REF! | #REF! | #REF! | #REF! | #REF! | #REF! | #REF!
22 | AW SO | Südost (Lehrstraße) |  | AWS |  |  |  | 11.52 | 14.14 | [6 empty] | 162.8928 | 122.2121 | 0 | [11 empty] | 1 | 0 | S45 | S48 | 40.6807 | 4 | 0 |  | #REF! | #REF! | #REF! | #REF! | #REF! | #REF! | #REF! | #REF! | #REF! | #REF! | #REF! | #REF! | #REF! | #REF! | #REF! | #REF! | #REF! | #REF! | #REF! | #REF! | #REF! | #REF! | #REF! | #REF! | #REF! | #REF! | #REF! | #REF! | #REF! | #REF! | #REF! | #REF! | #REF! | #REF! | #REF! | #REF! | #REF! | #REF! | #REF! | #REF! | #REF! | #REF! | #REF! | #REF! | #REF! | #REF! | #REF! | #REF! | #REF! | #REF! | #REF! | #REF! | #REF! | #REF! | #REF! | #REF! | #REF! | #REF! | #REF! | #REF! |  | #REF! | #REF! | #REF! | #REF! | #REF! | #REF! | #REF! | #REF! | #REF! | #REF! | #REF! | #REF! | #REF! | #REF! | #REF! | #REF! | #REF! | #REF! | #REF! | #REF! | #REF! | #REF! | #REF! | #REF! | #REF! | #REF! | #REF! | #REF! | #REF! | #REF! | #REF! | #REF! | #REF! | #REF! | #REF! | #REF! | #REF! | #REF! | #REF! | #REF! | #REF! | #REF! | #REF! | #REF! | #REF! | #REF! | #REF! | #REF! | #REF! | #REF! | #REF! | #REF! | #REF! | #REF! | #REF! | #REF! | #REF! | #REF! | #REF! | #REF!
23 | FE SO EG 1 | Südost (Lehrstraße) Eingangstür |  | FE | SO | A | 1.245 |  | 2.5 | 1 | [6 empty] | 3.1125 | 0 | [11 empty] | 1 | 1 | S46 | S48 | 0 | 3 | 1 |  | #REF! | #REF! | #REF! | #REF! | #REF! | #REF! | #REF! | #REF! | #REF! | #REF! | #REF! | #REF! | #REF! | #REF! | #REF! | #REF! | #REF! | #REF! | #REF! | #REF! | #REF! | #REF! | #REF! | #REF! | #REF! | #REF! | #REF! | #REF! | #REF! | #REF! | #REF! | #REF! | #REF! | #REF! | #REF! | #REF! | #REF! | #REF! | #REF! | #REF! | #REF! | #REF! | #REF! | #REF! | #REF! | #REF! | #REF! | #REF! | #REF! | #REF! | #REF! | #REF! | #REF! | #REF! | #REF! | #REF! | #REF! | #REF! | #REF! | #REF! |  | #REF! | #REF! | #REF! | #REF! | #REF! | #REF! | #REF! | #REF! | #REF! | #REF! | #REF! | #REF! | #REF! | #REF! | #REF! | #REF! | #REF! | #REF! | #REF! | #REF! | #REF! | #REF! | #REF! | #REF! | #REF! | #REF! | #REF! | #REF! | #REF! | #REF! | #REF! | #REF! | #REF! | #REF! | #REF! | #REF! | #REF! | #REF! | #REF! | #REF! | #REF! | #REF! | #REF! | #REF! | #REF! | #REF! | #REF! | #REF! | #REF! | #REF! | #REF! | #REF! | #REF! | #REF! | #REF! | #REF! | #REF! | #REF! | #REF! | #REF!
24 | FE SO EG 2 | Südost (Lehrstraße) Fenster |  | FE | SO | A | 5.265 |  | 2.053 | 1 | [6 empty] | 10.809 | 0 | [11 empty] | 1 | 1 | S47 | S48 | 0 | 2 | 1 |  | #REF! | #REF! | #REF! | #REF! | #REF! | #REF! | #REF! | #REF! | #REF! | #REF! | #REF! | #REF! | #REF! | #REF! | #REF! | #REF! | #REF! | #REF! | #REF! | #REF! | #REF! | #REF! | #REF! | #REF! | #REF! | #REF! | #REF! | #REF! | #REF! | #REF! | #REF! | #REF! | #REF! | #REF! | #REF! | #REF! | #REF! | #REF! | #REF! | #REF! | #REF! | #REF! | #REF! | #REF! | #REF! | #REF! | #REF! | #REF! | #REF! | #REF! | #REF! | #REF! | #REF! | #REF! | #REF! | #REF! | #REF! | #REF! | #REF! | #REF! |  | #REF! | #REF! | #REF! | #REF! | #REF! | #REF! | #REF! | #REF! | #REF! | #REF! | #REF! | #REF! | #REF! | #REF! | #REF! | #REF! | #REF! | #REF! | #REF! | #REF! | #REF! | #REF! | #REF! | #REF! | #REF! | #REF! | #REF! | #REF! | #REF! | #REF! | #REF! | #REF! | #REF! | #REF! | #REF! | #REF! | #REF! | #REF! | #REF! | #REF! | #REF! | #REF! | #REF! | #REF! | #REF! | #REF! | #REF! | #REF! | #REF! | #REF! | #REF! | #REF! | #REF! | #REF! | #REF! | #REF! | #REF! | #REF! | #REF! | #REF!
25 | FE SO 1.-2.OG | Südost (Lehrstraße) 1.-2.OG |  | FE | SO | A | 1.17 |  | 2.05 | 8 | [6 empty] | 19.188 | 0 | [11 empty] | 1 | 1 | S48 | S48 | 0 | 1 | 1 |  | #REF! | #REF! | #REF! | #REF! | #REF! | #REF! | #REF! | #REF! | #REF! | #REF! | #REF! | #REF! | #REF! | #REF! | #REF! | #REF! | #REF! | #REF! | #REF! | #REF! | #REF! | #REF! | #REF! | #REF! | #REF! | #REF! | #REF! | #REF! | #REF! | #REF! | #REF! | #REF! | #REF! | #REF! | #REF! | #REF! | #REF! | #REF! | #REF! | #REF! | #REF! | #REF! | #REF! | #REF! | #REF! | #REF! | #REF! | #REF! | #REF! | #REF! | #REF! | #REF! | #REF! | #REF! | #REF! | #REF! | #REF! | #REF! | #REF! | #REF! |  | #REF! | #REF! | #REF! | #REF! | #REF! | #REF! | #REF! | #REF! | #REF! | #REF! | #REF! | #REF! | #REF! | #REF! | #REF! | #REF! | #REF! | #REF! | #REF! | #REF! | #REF! | #REF! | #REF! | #REF! | #REF! | #REF! | #REF! | #REF! | #REF! | #REF! | #REF! | #REF! | #REF! | #REF! | #REF! | #REF! | #REF! | #REF! | #REF! | #REF! | #REF! | #REF! | #REF! | #REF! | #REF! | #REF! | #REF! | #REF! | #REF! | #REF! | #REF! | #REF! | #REF! | #REF! | #REF! | #REF! | #REF! | #REF! | #REF! | #REF!
26 | FE SO 3.OG | Südost (Lehrstraße) 3.OG |  | FE | SO | A | 1.04 |  | 1.82 | 4 | [6 empty] | 7.5712 | 0 | [11 empty] | 1 | 1 | S49 | S48 | 0 | 0 | 1 |  | #REF! | #REF! | #REF! | #REF! | #REF! | #REF! | #REF! | #REF! | #REF! | #REF! | #REF! | #REF! | #REF! | #REF! | #REF! | #REF! | #REF! | #REF! | #REF! | #REF! | #REF! | #REF! | #REF! | #REF! | #REF! | #REF! | #REF! | #REF! | #REF! | #REF! | #REF! | #REF! | #REF! | #REF! | #REF! | #REF! | #REF! | #REF! | #REF! | #REF! | #REF! | #REF! | #REF! | #REF! | #REF! | #REF! | #REF! | #REF! | #REF! | #REF! | #REF! | #REF! | #REF! | #REF! | #REF! | #REF! | #REF! | #REF! | #REF! | #REF! |  | #REF! | #REF! | #REF! | #REF! | #REF! | #REF! | #REF! | #REF! | #REF! | #REF! | #REF! | #REF! | #REF! | #REF! | #REF! | #REF! | #REF! | #REF! | #REF! | #REF! | #REF! | #REF! | #REF! | #REF! | #REF! | #REF! | #REF! | #REF! | #REF! | #REF! | #REF! | #REF! | #REF! | #REF! | #REF! | #REF! | #REF! | #REF! | #REF! | #REF! | #REF! | #REF! | #REF! | #REF! | #REF! | #REF! | #REF! | #REF! | #REF! | #REF! | #REF! | #REF! | #REF! | #REF! | #REF! | #REF! | #REF! | #REF! | #REF! | #REF!
27 | OG 1 | Kehlbalkendecke Steingasse |  | OG |  |  | 3.9 | 13.75 | [8 empty] | 53.625 | 0 | [11 empty] | 1 | 0 | S50 | S49 | 0 | 0 | 0 |  | #REF! | #REF! | #REF! | #REF! | #REF! | #REF! | #REF! | #REF! | #REF! | #REF! | #REF! | #REF! | #REF! | #REF! | #REF! | #REF! | #REF! | #REF! | #REF! | #REF! | #REF! | #REF! | #REF! | #REF! | #REF! | #REF! | #REF! | #REF! | #REF! | #REF! | #REF! | #REF! | #REF! | #REF! | #REF! | #REF! | #REF! | #REF! | #REF! | #REF! | #REF! | #REF! | #REF! | #REF! | #REF! | #REF! | #REF! | #REF! | #REF! | #REF! | #REF! | #REF! | #REF! | #REF! | #REF! | #REF! | #REF! | #REF! | #REF! | #REF! |  | #REF! | #REF! | #REF! | #REF! | #REF! | #REF! | #REF! | #REF! | #REF! | #REF! | #REF! | #REF! | #REF! | #REF! | #REF! | #REF! | #REF! | #REF! | #REF! | #REF! | #REF! | #REF! | #REF! | #REF! | #REF! | #REF! | #REF! | #REF! | #REF! | #REF! | #REF! | #REF! | #REF! | #REF! | #REF! | #REF! | #REF! | #REF! | #REF! | #REF! | #REF! | #REF! | #REF! | #REF! | #REF! | #REF! | #REF! | #REF! | #REF! | #REF! | #REF! | #REF! | #REF! | #REF! | #REF! | #REF! | #REF! | #REF! | #REF! | #REF!
28 | OG 2 | Kehlbalkendecke Lehrstraße |  | OG |  |  | 3.6 | 8.9 | [8 empty] | 32.04 | 0 | [11 empty] | 1 | 0 | S51 | S50 | 0 | 0 | 0 |  | #REF! | #REF! | #REF! | #REF! | #REF! | #REF! | #REF! | #REF! | #REF! | #REF! | #REF! | #REF! | #REF! | #REF! | #REF! | #REF! | #REF! | #REF! | #REF! | #REF! | #REF! | #REF! | #REF! | #REF! | #REF! | #REF! | #REF! | #REF! | #REF! | #REF! | #REF! | #REF! | #REF! | #REF! | #REF! | #REF! | #REF! | #REF! | #REF! | #REF! | #REF! | #REF! | #REF! | #REF! | #REF! | #REF! | #REF! | #REF! | #REF! | #REF! | #REF! | #REF! | #REF! | #REF! | #REF! | #REF! | #REF! | #REF! | #REF! | #REF! |  | #REF! | #REF! | #REF! | #REF! | #REF! | #REF! | #REF! | #REF! | #REF! | #REF! | #REF! | #REF! | #REF! | #REF! | #REF! | #REF! | #REF! | #REF! | #REF! | #REF! | #REF! | #REF! | #REF! | #REF! | #REF! | #REF! | #REF! | #REF! | #REF! | #REF! | #REF! | #REF! | #REF! | #REF! | #REF! | #REF! | #REF! | #REF! | #REF! | #REF! | #REF! | #REF! | #REF! | #REF! | #REF! | #REF! | #REF! | #REF! | #REF! | #REF! | #REF! | #REF! | #REF! | #REF! | #REF! | #REF! | #REF! | #REF! | #REF! | #REF!
29 | DA | Dachfläche |  | DA | [6 empty] | 136.2161 |  |  |  |  | 136.2161 | 106.8868 | 0 | [11 empty] | 1 | 0 | S52 | S52 | 29.3292 | 1 | 0 |  | #REF! | #REF! | #REF! | #REF! | #REF! | #REF! | #REF! | #REF! | #REF! | #REF! | #REF! | #REF! | #REF! | #REF! | #REF! | #REF! | #REF! | #REF! | #REF! | #REF! | #REF! | #REF! | #REF! | #REF! | #REF! | #REF! | #REF! | #REF! | #REF! | #REF! | #REF! | #REF! | #REF! | #REF! | #REF! | #REF! | #REF! | #REF! | #REF! | #REF! | #REF! | #REF! | #REF! | #REF! | #REF! | #REF! | #REF! | #REF! | #REF! | #REF! | #REF! | #REF! | #REF! | #REF! | #REF! | #REF! | #REF! | #REF! | #REF! | #REF! |  | #REF! | #REF! | #REF! | #REF! | #REF! | #REF! | #REF! | #REF! | #REF! | #REF! | #REF! | #REF! | #REF! | #REF! | #REF! | #REF! | #REF! | #REF! | #REF! | #REF! | #REF! | #REF! | #REF! | #REF! | #REF! | #REF! | #REF! | #REF! | #REF! | #REF! | #REF! | #REF! | #REF! | #REF! | #REF! | #REF! | #REF! | #REF! | #REF! | #REF! | #REF! | #REF! | #REF! | #REF! | #REF! | #REF! | #REF! | #REF! | #REF! | #REF! | #REF! | #REF! | #REF! | #REF! | #REF! | #REF! | #REF! | #REF! | #REF! | #REF!
30 | - | Gaubenabzug |  | - |  | A | 1.1 | 2.051 |  | 13 | [6 empty] | 29.3292 | 0 | [11 empty] | 0 | 0 | S53 | S52 | 0 | 0 | 1 |  | #REF! | #REF! | #REF! | #REF! | #REF! | #REF! | #REF! | #REF! | #REF! | #REF! | #REF! | #REF! | #REF! | #REF! | #REF! | #REF! | #REF! | #REF! | #REF! | #REF! | #REF! | #REF! | #REF! | #REF! | #REF! | #REF! | #REF! | #REF! | #REF! | #REF! | #REF! | #REF! | #REF! | #REF! | #REF! | #REF! | #REF! | #REF! | #REF! | #REF! | #REF! | #REF! | #REF! | #REF! | #REF! | #REF! | #REF! | #REF! | #REF! | #REF! | #REF! | #REF! | #REF! | #REF! | #REF! | #REF! | #REF! | #REF! | #REF! | #REF! |  | #REF! | #REF! | #REF! | #REF! | #REF! | #REF! | #REF! | #REF! | #REF! | #REF! | #REF! | #REF! | #REF! | #REF! | #REF! | #REF! | #REF! | #REF! | #REF! | #REF! | #REF! | #REF! | #REF! | #REF! | #REF! | #REF! | #REF! | #REF! | #REF! | #REF! | #REF! | #REF! | #REF! | #REF! | #REF! | #REF! | #REF! | #REF! | #REF! | #REF! | #REF! | #REF! | #REF! | #REF! | #REF! | #REF! | #REF! | #REF! | #REF! | #REF! | #REF! | #REF! | #REF! | #REF! | #REF! | #REF! | #REF! | #REF! | #REF! | #REF!
31 | DA G | Gauben Dachfläche |  | DAG |  |  | 1.4 | 1.5 |  | 13 | [6 empty] | 27.3 | 0 | [11 empty] | 1 | 0 | S54 | S53 | 0 | 0 | 0 |  | #REF! | #REF! | #REF! | #REF! | #REF! | #REF! | #REF! | #REF! | #REF! | #REF! | #REF! | #REF! | #REF! | #REF! | #REF! | #REF! | #REF! | #REF! | #REF! | #REF! | #REF! | #REF! | #REF! | #REF! | #REF! | #REF! | #REF! | #REF! | #REF! | #REF! | #REF! | #REF! | #REF! | #REF! | #REF! | #REF! | #REF! | #REF! | #REF! | #REF! | #REF! | #REF! | #REF! | #REF! | #REF! | #REF! | #REF! | #REF! | #REF! | #REF! | #REF! | #REF! | #REF! | #REF! | #REF! | #REF! | #REF! | #REF! | #REF! | #REF! |  | #REF! | #REF! | #REF! | #REF! | #REF! | #REF! | #REF! | #REF! | #REF! | #REF! | #REF! | #REF! | #REF! | #REF! | #REF! | #REF! | #REF! | #REF! | #REF! | #REF! | #REF! | #REF! | #REF! | #REF! | #REF! | #REF! | #REF! | #REF! | #REF! | #REF! | #REF! | #REF! | #REF! | #REF! | #REF! | #REF! | #REF! | #REF! | #REF! | #REF! | #REF! | #REF! | #REF! | #REF! | #REF! | #REF! | #REF! | #REF! | #REF! | #REF! | #REF! | #REF! | #REF! | #REF! | #REF! | #REF! | #REF! | #REF! | #REF! | #REF!
32 | AW G | Gauben Wangen |  | AWG |  |  | 1 | 0.5 |  | 26 | [6 empty] | 13 | 0 | [11 empty] | 1 | 0 | S55 | S54 | 0 | 0 | 0 |  | #REF! | #REF! | #REF! | #REF! | #REF! | #REF! | #REF! | #REF! | #REF! | #REF! | #REF! | #REF! | #REF! | #REF! | #REF! | #REF! | #REF! | #REF! | #REF! | #REF! | #REF! | #REF! | #REF! | #REF! | #REF! | #REF! | #REF! | #REF! | #REF! | #REF! | #REF! | #REF! | #REF! | #REF! | #REF! | #REF! | #REF! | #REF! | #REF! | #REF! | #REF! | #REF! | #REF! | #REF! | #REF! | #REF! | #REF! | #REF! | #REF! | #REF! | #REF! | #REF! | #REF! | #REF! | #REF! | #REF! | #REF! | #REF! | #REF! | #REF! |  | #REF! | #REF! | #REF! | #REF! | #REF! | #REF! | #REF! | #REF! | #REF! | #REF! | #REF! | #REF! | #REF! | #REF! | #REF! | #REF! | #REF! | #REF! | #REF! | #REF! | #REF! | #REF! | #REF! | #REF! | #REF! | #REF! | #REF! | #REF! | #REF! | #REF! | #REF! | #REF! | #REF! | #REF! | #REF! | #REF! | #REF! | #REF! | #REF! | #REF! | #REF! | #REF! | #REF! | #REF! | #REF! | #REF! | #REF! | #REF! | #REF! | #REF! | #REF! | #REF! | #REF! | #REF! | #REF! | #REF! | #REF! | #REF! | #REF! | #REF!
33 | FE G NO | Gauben Fenster NO (Steingasse) |  | FE | NO |  | 1.1 | 1.3 |  | 3 | [6 empty] | 4.29 | 0 | [11 empty] | 1 | 1 | S56 | S55 | 0 | 0 | 0 |  | #REF! | #REF! | #REF! | #REF! | #REF! | #REF! | #REF! | #REF! | #REF! | #REF! | #REF! | #REF! | #REF! | #REF! | #REF! | #REF! | #REF! | #REF! | #REF! | #REF! | #REF! | #REF! | #REF! | #REF! | #REF! | #REF! | #REF! | #REF! | #REF! | #REF! | #REF! | #REF! | #REF! | #REF! | #REF! | #REF! | #REF! | #REF! | #REF! | #REF! | #REF! | #REF! | #REF! | #REF! | #REF! | #REF! | #REF! | #REF! | #REF! | #REF! | #REF! | #REF! | #REF! | #REF! | #REF! | #REF! | #REF! | #REF! | #REF! | #REF! |  | #REF! | #REF! | #REF! | #REF! | #REF! | #REF! | #REF! | #REF! | #REF! | #REF! | #REF! | #REF! | #REF! | #REF! | #REF! | #REF! | #REF! | #REF! | #REF! | #REF! | #REF! | #REF! | #REF! | #REF! | #REF! | #REF! | #REF! | #REF! | #REF! | #REF! | #REF! | #REF! | #REF! | #REF! | #REF! | #REF! | #REF! | #REF! | #REF! | #REF! | #REF! | #REF! | #REF! | #REF! | #REF! | #REF! | #REF! | #REF! | #REF! | #REF! | #REF! | #REF! | #REF! | #REF! | #REF! | #REF! | #REF! | #REF! | #REF! | #REF!
34 | FE G NW | Gauben Fenster NW (Lehrstraße) |  | FE | NW |  | 1.1 | 1.3 |  | 1 | [6 empty] | 1.43 | 0 | [11 empty] | 1 | 1 | S57 | S56 | 0 | 0 | 0 |  | #REF! | #REF! | #REF! | #REF! | #REF! | #REF! | #REF! | #REF! | #REF! | #REF! | #REF! | #REF! | #REF! | #REF! | #REF! | #REF! | #REF! | #REF! | #REF! | #REF! | #REF! | #REF! | #REF! | #REF! | #REF! | #REF! | #REF! | #REF! | #REF! | #REF! | #REF! | #REF! | #REF! | #REF! | #REF! | #REF! | #REF! | #REF! | #REF! | #REF! | #REF! | #REF! | #REF! | #REF! | #REF! | #REF! | #REF! | #REF! | #REF! | #REF! | #REF! | #REF! | #REF! | #REF! | #REF! | #REF! | #REF! | #REF! | #REF! | #REF! |  | #REF! | #REF! | #REF! | #REF! | #REF! | #REF! | #REF! | #REF! | #REF! | #REF! | #REF! | #REF! | #REF! | #REF! | #REF! | #REF! | #REF! | #REF! | #REF! | #REF! | #REF! | #REF! | #REF! | #REF! | #REF! | #REF! | #REF! | #REF! | #REF! | #REF! | #REF! | #REF! | #REF! | #REF! | #REF! | #REF! | #REF! | #REF! | #REF! | #REF! | #REF! | #REF! | #REF! | #REF! | #REF! | #REF! | #REF! | #REF! | #REF! | #REF! | #REF! | #REF! | #REF! | #REF! | #REF! | #REF! | #REF! | #REF! | #REF! | #REF!
35 | FE G SW | Gauben Fenster SW (Steingasse) |  | FE | SW |  | 1.1 | 1.3 |  | 4 | [6 empty] | 5.72 | 0 | [11 empty] | 1 | 1 | S58 | S57 | 0 | 0 | 0 |  | #REF! | #REF! | #REF! | #REF! | #REF! | #REF! | #REF! | #REF! | #REF! | #REF! | #REF! | #REF! | #REF! | #REF! | #REF! | #REF! | #REF! | #REF! | #REF! | #REF! | #REF! | #REF! | #REF! | #REF! | #REF! | #REF! | #REF! | #REF! | #REF! | #REF! | #REF! | #REF! | #REF! | #REF! | #REF! | #REF! | #REF! | #REF! | #REF! | #REF! | #REF! | #REF! | #REF! | #REF! | #REF! | #REF! | #REF! | #REF! | #REF! | #REF! | #REF! | #REF! | #REF! | #REF! | #REF! | #REF! | #REF! | #REF! | #REF! | #REF! |  | #REF! | #REF! | #REF! | #REF! | #REF! | #REF! | #REF! | #REF! | #REF! | #REF! | #REF! | #REF! | #REF! | #REF! | #REF! | #REF! | #REF! | #REF! | #REF! | #REF! | #REF! | #REF! | #REF! | #REF! | #REF! | #REF! | #REF! | #REF! | #REF! | #REF! | #REF! | #REF! | #REF! | #REF! | #REF! | #REF! | #REF! | #REF! | #REF! | #REF! | #REF! | #REF! | #REF! | #REF! | #REF! | #REF! | #REF! | #REF! | #REF! | #REF! | #REF! | #REF! | #REF! | #REF! | #REF! | #REF! | #REF! | #REF! | #REF! | #REF!
36 | FE G S | Gauben Fenster S (Kreuzung) |  | FE | S |  | 1.1 | 1.3 |  | 1 | [6 empty] | 1.43 | 0 | [11 empty] | 1 | 1 | S59 | S58 | 0 | 0 | 0 |  | #REF! | #REF! | #REF! | #REF! | #REF! | #REF! | #REF! | #REF! | #REF! | #REF! | #REF! | #REF! | #REF! | #REF! | #REF! | #REF! | #REF! | #REF! | #REF! | #REF! | #REF! | #REF! | #REF! | #REF! | #REF! | #REF! | #REF! | #REF! | #REF! | #REF! | #REF! | #REF! | #REF! | #REF! | #REF! | #REF! | #REF! | #REF! | #REF! | #REF! | #REF! | #REF! | #REF! | #REF! | #REF! | #REF! | #REF! | #REF! | #REF! | #REF! | #REF! | #REF! | #REF! | #REF! | #REF! | #REF! | #REF! | #REF! | #REF! | #REF! |  | #REF! | #REF! | #REF! | #REF! | #REF! | #REF! | #REF! | #REF! | #REF! | #REF! | #REF! | #REF! | #REF! | #REF! | #REF! | #REF! | #REF! | #REF! | #REF! | #REF! | #REF! | #REF! | #REF! | #REF! | #REF! | #REF! | #REF! | #REF! | #REF! | #REF! | #REF! | #REF! | #REF! | #REF! | #REF! | #REF! | #REF! | #REF! | #REF! | #REF! | #REF! | #REF! | #REF! | #REF! | #REF! | #REF! | #REF! | #REF! | #REF! | #REF! | #REF! | #REF! | #REF! | #REF! | #REF! | #REF! | #REF! | #REF! | #REF! | #REF!
37 | FE G SO | Gauben Fenster SO (Lehrstraße) |  | FE | SO |  | 1.1 | 1.3 |  | 4 | [6 empty] | 5.72 | 0 | [11 empty] | 1 | 1 | S60 | S59 | 0 | 0 | 0 |  | #REF! | #REF! | #REF! | #REF! | #REF! | #REF! | #REF! | #REF! | #REF! | #REF! | #REF! | #REF! | #REF! | #REF! | #REF! | #REF! | #REF! | #REF! | #REF! | #REF! | #REF! | #REF! | #REF! | #REF! | #REF! | #REF! | #REF! | #REF! | #REF! | #REF! | #REF! | #REF! | #REF! | #REF! | #REF! | #REF! | #REF! | #REF! | #REF! | #REF! | #REF! | #REF! | #REF! | #REF! | #REF! | #REF! | #REF! | #REF! | #REF! | #REF! | #REF! | #REF! | #REF! | #REF! | #REF! | #REF! | #REF! | #REF! | #REF! | #REF! |  | #REF! | #REF! | #REF! | #REF! | #REF! | #REF! | #REF! | #REF! | #REF! | #REF! | #REF! | #REF! | #REF! | #REF! | #REF! | #REF! | #REF! | #REF! | #REF! | #REF! | #REF! | #REF! | #REF! | #REF! | #REF! | #REF! | #REF! | #REF! | #REF! | #REF! | #REF! | #REF! | #REF! | #REF! | #REF! | #REF! | #REF! | #REF! | #REF! | #REF! | #REF! | #REF! | #REF! | #REF! | #REF! | #REF! | #REF! | #REF! | #REF! | #REF! | #REF! | #REF! | #REF! | #REF! | #REF! | #REF! | #REF! | #REF! | #REF! | #REF!
38 | [16 empty] | 0 | 0 | [11 empty] | 0 | 0 | S61 | S60 | 0 | 0 | 0 |  | #REF! | #REF! | #REF! | #REF! | #REF! | #REF! | #REF! | #REF! | #REF! | #REF! | #REF! | #REF! | #REF! | #REF! | #REF! | #REF! | #REF! | #REF! | #REF! | #REF! | #REF! | #REF! | #REF! | #REF! | #REF! | #REF! | #REF! | #REF! | #REF! | #REF! | #REF! | #REF! | #REF! | #REF! | #REF! | #REF! | #REF! | #REF! | #REF! | #REF! | #REF! | #REF! | #REF! | #REF! | #REF! | #REF! | #REF! | #REF! | #REF! | #REF! | #REF! | #REF! | #REF! | #REF! | #REF! | #REF! | #REF! | #REF! | #REF! | #REF! |  | #REF! | #REF! | #REF! | #REF! | #REF! | #REF! | #REF! | #REF! | #REF! | #REF! | #REF! | #REF! | #REF! | #REF! | #REF! | #REF! | #REF! | #REF! | #REF! | #REF! | #REF! | #REF! | #REF! | #REF! | #REF! | #REF! | #REF! | #REF! | #REF! | #REF! | #REF! | #REF! | #REF! | #REF! | #REF! | #REF! | #REF! | #REF! | #REF! | #REF! | #REF! | #REF! | #REF! | #REF! | #REF! | #REF! | #REF! | #REF! | #REF! | #REF! | #REF! | #REF! | #REF! | #REF! | #REF! | #REF! | #REF! | #REF! | #REF! | #REF!
39 | [16 empty] | 0 | 0 | [11 empty] | 0 | 0 | S62 | S61 | 0 | 0 | 0 |  | #REF! | #REF! | #REF! | #REF! | #REF! | #REF! | #REF! | #REF! | #REF! | #REF! | #REF! | #REF! | #REF! | #REF! | #REF! | #REF! | #REF! | #REF! | #REF! | #REF! | #REF! | #REF! | #REF! | #REF! | #REF! | #REF! | #REF! | #REF! | #REF! | #REF! | #REF! | #REF! | #REF! | #REF! | #REF! | #REF! | #REF! | #REF! | #REF! | #REF! | #REF! | #REF! | #REF! | #REF! | #REF! | #REF! | #REF! | #REF! | #REF! | #REF! | #REF! | #REF! | #REF! | #REF! | #REF! | #REF! | #REF! | #REF! | #REF! | #REF! |  | #REF! | #REF! | #REF! | #REF! | #REF! | #REF! | #REF! | #REF! | #REF! | #REF! | #REF! | #REF! | #REF! | #REF! | #REF! | #REF! | #REF! | #REF! | #REF! | #REF! | #REF! | #REF! | #REF! | #REF! | #REF! | #REF! | #REF! | #REF! | #REF! | #REF! | #REF! | #REF! | #REF! | #REF! | #REF! | #REF! | #REF! | #REF! | #REF! | #REF! | #REF! | #REF! | #REF! | #REF! | #REF! | #REF! | #REF! | #REF! | #REF! | #REF! | #REF! | #REF! | #REF! | #REF! | #REF! | #REF! | #REF! | #REF! | #REF! | #REF!
40 | [16 empty] | 0 | 0 | [11 empty] | 0 | 0 | S63 | S62 | 0 | 0 | 0 |  | #REF! | #REF! | #REF! | #REF! | #REF! | #REF! | #REF! | #REF! | #REF! | #REF! | #REF! | #REF! | #REF! | #REF! | #REF! | #REF! | #REF! | #REF! | #REF! | #REF! | #REF! | #REF! | #REF! | #REF! | #REF! | #REF! | #REF! | #REF! | #REF! | #REF! | #REF! | #REF! | #REF! | #REF! | #REF! | #REF! | #REF! | #REF! | #REF! | #REF! | #REF! | #REF! | #REF! | #REF! | #REF! | #REF! | #REF! | #REF! | #REF! | #REF! | #REF! | #REF! | #REF! | #REF! | #REF! | #REF! | #REF! | #REF! | #REF! | #REF! |  | #REF! | #REF! | #REF! | #REF! | #REF! | #REF! | #REF! | #REF! | #REF! | #REF! | #REF! | #REF! | #REF! | #REF! | #REF! | #REF! | #REF! | #REF! | #REF! | #REF! | #REF! | #REF! | #REF! | #REF! | #REF! | #REF! | #REF! | #REF! | #REF! | #REF! | #REF! | #REF! | #REF! | #REF! | #REF! | #REF! | #REF! | #REF! | #REF! | #REF! | #REF! | #REF! | #REF! | #REF! | #REF! | #REF! | #REF! | #REF! | #REF! | #REF! | #REF! | #REF! | #REF! | #REF! | #REF! | #REF! | #REF! | #REF! | #REF! | #REF!
41 | [16 empty] | 0 | 0 | [11 empty] | 0 | 0 | S64 | S63 | 0 | 0 | 0 |  | #REF! | #REF! | #REF! | #REF! | #REF! | #REF! | #REF! | #REF! | #REF! | #REF! | #REF! | #REF! | #REF! | #REF! | #REF! | #REF! | #REF! | #REF! | #REF! | #REF! | #REF! | #REF! | #REF! | #REF! | #REF! | #REF! | #REF! | #REF! | #REF! | #REF! | #REF! | #REF! | #REF! | #REF! | #REF! | #REF! | #REF! | #REF! | #REF! | #REF! | #REF! | #REF! | #REF! | #REF! | #REF! | #REF! | #REF! | #REF! | #REF! | #REF! | #REF! | #REF! | #REF! | #REF! | #REF! | #REF! | #REF! | #REF! | #REF! | #REF! |  | #REF! | #REF! | #REF! | #REF! | #REF! | #REF! | #REF! | #REF! | #REF! | #REF! | #REF! | #REF! | #REF! | #REF! | #REF! | #REF! | #REF! | #REF! | #REF! | #REF! | #REF! | #REF! | #REF! | #REF! | #REF! | #REF! | #REF! | #REF! | #REF! | #REF! | #REF! | #REF! | #REF! | #REF! | #REF! | #REF! | #REF! | #REF! | #REF! | #REF! | #REF! | #REF! | #REF! | #REF! | #REF! | #REF! | #REF! | #REF! | #REF! | #REF! | #REF! | #REF! | #REF! | #REF! | #REF! | #REF! | #REF! | #REF! | #REF! | #REF!
42 | [16 empty] | 0 | 0 | [11 empty] | 0 | 0 | S65 | S64 | 0 | 0 | 0 |  | #REF! | #REF! | #REF! | #REF! | #REF! | #REF! | #REF! | #REF! | #REF! | #REF! | #REF! | #REF! | #REF! | #REF! | #REF! | #REF! | #REF! | #REF! | #REF! | #REF! | #REF! | #REF! | #REF! | #REF! | #REF! | #REF! | #REF! | #REF! | #REF! | #REF! | #REF! | #REF! | #REF! | #REF! | #REF! | #REF! | #REF! | #REF! | #REF! | #REF! | #REF! | #REF! | #REF! | #REF! | #REF! | #REF! | #REF! | #REF! | #REF! | #REF! | #REF! | #REF! | #REF! | #REF! | #REF! | #REF! | #REF! | #REF! | #REF! | #REF! |  | #REF! | #REF! | #REF! | #REF! | #REF! | #REF! | #REF! | #REF! | #REF! | #REF! | #REF! | #REF! | #REF! | #REF! | #REF! | #REF! | #REF! | #REF! | #REF! | #REF! | #REF! | #REF! | #REF! | #REF! | #REF! | #REF! | #REF! | #REF! | #REF! | #REF! | #REF! | #REF! | #REF! | #REF! | #REF! | #REF! | #REF! | #REF! | #REF! | #REF! | #REF! | #REF! | #REF! | #REF! | #REF! | #REF! | #REF! | #REF! | #REF! | #REF! | #REF! | #REF! | #REF! | #REF! | #REF! | #REF! | #REF! | #REF! | #REF! | #REF!
43 | [16 empty] | 0 | 0 | [11 empty] | 0 | 0 | S66 | S65 | 0 | 0 | 0 |  | #REF! | #REF! | #REF! | #REF! | #REF! | #REF! | #REF! | #REF! | #REF! | #REF! | #REF! | #REF! | #REF! | #REF! | #REF! | #REF! | #REF! | #REF! | #REF! | #REF! | #REF! | #REF! | #REF! | #REF! | #REF! | #REF! | #REF! | #REF! | #REF! | #REF! | #REF! | #REF! | #REF! | #REF! | #REF! | #REF! | #REF! | #REF! | #REF! | #REF! | #REF! | #REF! | #REF! | #REF! | #REF! | #REF! | #REF! | #REF! | #REF! | #REF! | #REF! | #REF! | #REF! | #REF! | #REF! | #REF! | #REF! | #REF! | #REF! | #REF! |  | #REF! | #REF! | #REF! | #REF! | #REF! | #REF! | #REF! | #REF! | #REF! | #REF! | #REF! | #REF! | #REF! | #REF! | #REF! | #REF! | #REF! | #REF! | #REF! | #REF! | #REF! | #REF! | #REF! | #REF! | #REF! | #REF! | #REF! | #REF! | #REF! | #REF! | #REF! | #REF! | #REF! | #REF! | #REF! | #REF! | #REF! | #REF! | #REF! | #REF! | #REF! | #REF! | #REF! | #REF! | #REF! | #REF! | #REF! | #REF! | #REF! | #REF! | #REF! | #REF! | #REF! | #REF! | #REF! | #REF! | #REF! | #REF! | #REF! | #REF!
44 | [16 empty] | 0 | 0 | [11 empty] | 0 | 0 | S67 | S66 | 0 | 0 | 0 |  | #REF! | #REF! | #REF! | #REF! | #REF! | #REF! | #REF! | #REF! | #REF! | #REF! | #REF! | #REF! | #REF! | #REF! | #REF! | #REF! | #REF! | #REF! | #REF! | #REF! | #REF! | #REF! | #REF! | #REF! | #REF! | #REF! | #REF! | #REF! | #REF! | #REF! | #REF! | #REF! | #REF! | #REF! | #REF! | #REF! | #REF! | #REF! | #REF! | #REF! | #REF! | #REF! | #REF! | #REF! | #REF! | #REF! | #REF! | #REF! | #REF! | #REF! | #REF! | #REF! | #REF! | #REF! | #REF! | #REF! | #REF! | #REF! | #REF! | #REF! |  | #REF! | #REF! | #REF! | #REF! | #REF! | #REF! | #REF! | #REF! | #REF! | #REF! | #REF! | #REF! | #REF! | #REF! | #REF! | #REF! | #REF! | #REF! | #REF! | #REF! | #REF! | #REF! | #REF! | #REF! | #REF! | #REF! | #REF! | #REF! | #REF! | #REF! | #REF! | #REF! | #REF! | #REF! | #REF! | #REF! | #REF! | #REF! | #REF! | #REF! | #REF! | #REF! | #REF! | #REF! | #REF! | #REF! | #REF! | #REF! | #REF! | #REF! | #REF! | #REF! | #REF! | #REF! | #REF! | #REF! | #REF! | #REF! | #REF! | #REF!
45 | [16 empty] | 0 | 0 | [11 empty] | 0 | 0 | S68 | S67 | 0 | 0 | 0 |  | #REF! | #REF! | #REF! | #REF! | #REF! | #REF! | #REF! | #REF! | #REF! | #REF! | #REF! | #REF! | #REF! | #REF! | #REF! | #REF! | #REF! | #REF! | #REF! | #REF! | #REF! | #REF! | #REF! | #REF! | #REF! | #REF! | #REF! | #REF! | #REF! | #REF! | #REF! | #REF! | #REF! | #REF! | #REF! | #REF! | #REF! | #REF! | #REF! | #REF! | #REF! | #REF! | #REF! | #REF! | #REF! | #REF! | #REF! | #REF! | #REF! | #REF! | #REF! | #REF! | #REF! | #REF! | #REF! | #REF! | #REF! | #REF! | #REF! | #REF! |  | #REF! | #REF! | #REF! | #REF! | #REF! | #REF! | #REF! | #REF! | #REF! | #REF! | #REF! | #REF! | #REF! | #REF! | #REF! | #REF! | #REF! | #REF! | #REF! | #REF! | #REF! | #REF! | #REF! | #REF! | #REF! | #REF! | #REF! | #REF! | #REF! | #REF! | #REF! | #REF! | #REF! | #REF! | #REF! | #REF! | #REF! | #REF! | #REF! | #REF! | #REF! | #REF! | #REF! | #REF! | #REF! | #REF! | #REF! | #REF! | #REF! | #REF! | #REF! | #REF! | #REF! | #REF! | #REF! | #REF! | #REF! | #REF! | #REF! | #REF!
46 | [16 empty] | 0 | 0 | [11 empty] | 0 | 0 | S69 | S68 | 0 | 0 | 0 |  | #REF! | #REF! | #REF! | #REF! | #REF! | #REF! | #REF! | #REF! | #REF! | #REF! | #REF! | #REF! | #REF! | #REF! | #REF! | #REF! | #REF! | #REF! | #REF! | #REF! | #REF! | #REF! | #REF! | #REF! | #REF! | #REF! | #REF! | #REF! | #REF! | #REF! | #REF! | #REF! | #REF! | #REF! | #REF! | #REF! | #REF! | #REF! | #REF! | #REF! | #REF! | #REF! | #REF! | #REF! | #REF! | #REF! | #REF! | #REF! | #REF! | #REF! | #REF! | #REF! | #REF! | #REF! | #REF! | #REF! | #REF! | #REF! | #REF! | #REF! |  | #REF! | #REF! | #REF! | #REF! | #REF! | #REF! | #REF! | #REF! | #REF! | #REF! | #REF! | #REF! | #REF! | #REF! | #REF! | #REF! | #REF! | #REF! | #REF! | #REF! | #REF! | #REF! | #REF! | #REF! | #REF! | #REF! | #REF! | #REF! | #REF! | #REF! | #REF! | #REF! | #REF! | #REF! | #REF! | #REF! | #REF! | #REF! | #REF! | #REF! | #REF! | #REF! | #REF! | #REF! | #REF! | #REF! | #REF! | #REF! | #REF! | #REF! | #REF! | #REF! | #REF! | #REF! | #REF! | #REF! | #REF! | #REF! | #REF! | #REF!
47 | [16 empty] | 0 | 0 | [11 empty] | 0 | 0 | S70 | S69 | 0 | 0 | 0 |  | #REF! | #REF! | #REF! | #REF! | #REF! | #REF! | #REF! | #REF! | #REF! | #REF! | #REF! | #REF! | #REF! | #REF! | #REF! | #REF! | #REF! | #REF! | #REF! | #REF! | #REF! | #REF! | #REF! | #REF! | #REF! | #REF! | #REF! | #REF! | #REF! | #REF! | #REF! | #REF! | #REF! | #REF! | #REF! | #REF! | #REF! | #REF! | #REF! | #REF! | #REF! | #REF! | #REF! | #REF! | #REF! | #REF! | #REF! | #REF! | #REF! | #REF! | #REF! | #REF! | #REF! | #REF! | #REF! | #REF! | #REF! | #REF! | #REF! | #REF! |  | #REF! | #REF! | #REF! | #REF! | #REF! | #REF! | #REF! | #REF! | #REF! | #REF! | #REF! | #REF! | #REF! | #REF! | #REF! | #REF! | #REF! | #REF! | #REF! | #REF! | #REF! | #REF! | #REF! | #REF! | #REF! | #REF! | #REF! | #REF! | #REF! | #REF! | #REF! | #REF! | #REF! | #REF! | #REF! | #REF! | #REF! | #REF! | #REF! | #REF! | #REF! | #REF! | #REF! | #REF! | #REF! | #REF! | #REF! | #REF! | #REF! | #REF! | #REF! | #REF! | #REF! | #REF! | #REF! | #REF! | #REF! | #REF! | #REF! | #REF!
48 | [16 empty] | 0 | 0 | [11 empty] | 0 | 0 | S71 | S70 | 0 | 0 | 0 |  | #REF! | #REF! | #REF! | #REF! | #REF! | #REF! | #REF! | #REF! | #REF! | #REF! | #REF! | #REF! | #REF! | #REF! | #REF! | #REF! | #REF! | #REF! | #REF! | #REF! | #REF! | #REF! | #REF! | #REF! | #REF! | #REF! | #REF! | #REF! | #REF! | #REF! | #REF! | #REF! | #REF! | #REF! | #REF! | #REF! | #REF! | #REF! | #REF! | #REF! | #REF! | #REF! | #REF! | #REF! | #REF! | #REF! | #REF! | #REF! | #REF! | #REF! | #REF! | #REF! | #REF! | #REF! | #REF! | #REF! | #REF! | #REF! | #REF! | #REF! |  | #REF! | #REF! | #REF! | #REF! | #REF! | #REF! | #REF! | #REF! | #REF! | #REF! | #REF! | #REF! | #REF! | #REF! | #REF! | #REF! | #REF! | #REF! | #REF! | #REF! | #REF! | #REF! | #REF! | #REF! | #REF! | #REF! | #REF! | #REF! | #REF! | #REF! | #REF! | #REF! | #REF! | #REF! | #REF! | #REF! | #REF! | #REF! | #REF! | #REF! | #REF! | #REF! | #REF! | #REF! | #REF! | #REF! | #REF! | #REF! | #REF! | #REF! | #REF! | #REF! | #REF! | #REF! | #REF! | #REF! | #REF! | #REF! | #REF! | #REF!
49 | [16 empty] | 0 | 0 | [11 empty] | 0 | 0 | S72 | S71 | 0 | 0 | 0 |  | #REF! | #REF! | #REF! | #REF! | #REF! | #REF! | #REF! | #REF! | #REF! | #REF! | #REF! | #REF! | #REF! | #REF! | #REF! | #REF! | #REF! | #REF! | #REF! | #REF! | #REF! | #REF! | #REF! | #REF! | #REF! | #REF! | #REF! | #REF! | #REF! | #REF! | #REF! | #REF! | #REF! | #REF! | #REF! | #REF! | #REF! | #REF! | #REF! | #REF! | #REF! | #REF! | #REF! | #REF! | #REF! | #REF! | #REF! | #REF! | #REF! | #REF! | #REF! | #REF! | #REF! | #REF! | #REF! | #REF! | #REF! | #REF! | #REF! | #REF! |  | #REF! | #REF! | #REF! | #REF! | #REF! | #REF! | #REF! | #REF! | #REF! | #REF! | #REF! | #REF! | #REF! | #REF! | #REF! | #REF! | #REF! | #REF! | #REF! | #REF! | #REF! | #REF! | #REF! | #REF! | #REF! | #REF! | #REF! | #REF! | #REF! | #REF! | #REF! | #REF! | #REF! | #REF! | #REF! | #REF! | #REF! | #REF! | #REF! | #REF! | #REF! | #REF! | #REF! | #REF! | #REF! | #REF! | #REF! | #REF! | #REF! | #REF! | #REF! | #REF! | #REF! | #REF! | #REF! | #REF! | #REF! | #REF! | #REF! | #REF!
50 | [16 empty] | 0 | 0 | [11 empty] | 0 | 0 | S73 | S72 | 0 | 0 | 0 |  | #REF! | #REF! | #REF! | #REF! | #REF! | #REF! | #REF! | #REF! | #REF! | #REF! | #REF! | #REF! | #REF! | #REF! | #REF! | #REF! | #REF! | #REF! | #REF! | #REF! | #REF! | #REF! | #REF! | #REF! | #REF! | #REF! | #REF! | #REF! | #REF! | #REF! | #REF! | #REF! | #REF! | #REF! | #REF! | #REF! | #REF! | #REF! | #REF! | #REF! | #REF! | #REF! | #REF! | #REF! | #REF! | #REF! | #REF! | #REF! | #REF! | #REF! | #REF! | #REF! | #REF! | #REF! | #REF! | #REF! | #REF! | #REF! | #REF! | #REF! |  | #REF! | #REF! | #REF! | #REF! | #REF! | #REF! | #REF! | #REF! | #REF! | #REF! | #REF! | #REF! | #REF! | #REF! | #REF! | #REF! | #REF! | #REF! | #REF! | #REF! | #REF! | #REF! | #REF! | #REF! | #REF! | #REF! | #REF! | #REF! | #REF! | #REF! | #REF! | #REF! | #REF! | #REF! | #REF! | #REF! | #REF! | #REF! | #REF! | #REF! | #REF! | #REF! | #REF! | #REF! | #REF! | #REF! | #REF! | #REF! | #REF! | #REF! | #REF! | #REF! | #REF! | #REF! | #REF! | #REF! | #REF! | #REF! | #REF! | #REF!
51 | [16 empty] | 0 | 0 | [11 empty] | 0 | 0 | S74 | S73 | 0 | 0 | 0 |  | #REF! | #REF! | #REF! | #REF! | #REF! | #REF! | #REF! | #REF! | #REF! | #REF! | #REF! | #REF! | #REF! | #REF! | #REF! | #REF! | #REF! | #REF! | #REF! | #REF! | #REF! | #REF! | #REF! | #REF! | #REF! | #REF! | #REF! | #REF! | #REF! | #REF! | #REF! | #REF! | #REF! | #REF! | #REF! | #REF! | #REF! | #REF! | #REF! | #REF! | #REF! | #REF! | #REF! | #REF! | #REF! | #REF! | #REF! | #REF! | #REF! | #REF! | #REF! | #REF! | #REF! | #REF! | #REF! | #REF! | #REF! | #REF! | #REF! | #REF! |  | #REF! | #REF! | #REF! | #REF! | #REF! | #REF! | #REF! | #REF! | #REF! | #REF! | #REF! | #REF! | #REF! | #REF! | #REF! | #REF! | #REF! | #REF! | #REF! | #REF! | #REF! | #REF! | #REF! | #REF! | #REF! | #REF! | #REF! | #REF! | #REF! | #REF! | #REF! | #REF! | #REF! | #REF! | #REF! | #REF! | #REF! | #REF! | #REF! | #REF! | #REF! | #REF! | #REF! | #REF! | #REF! | #REF! | #REF! | #REF! | #REF! | #REF! | #REF! | #REF! | #REF! | #REF! | #REF! | #REF! | #REF! | #REF! | #REF! | #REF!
52 | [16 empty] | 0 | 0 | [11 empty] | 0 | 0 | S75 | S74 | 0 | 0 | 0 |  | #REF! | #REF! | #REF! | #REF! | #REF! | #REF! | #REF! | #REF! | #REF! | #REF! | #REF! | #REF! | #REF! | #REF! | #REF! | #REF! | #REF! | #REF! | #REF! | #REF! | #REF! | #REF! | #REF! | #REF! | #REF! | #REF! | #REF! | #REF! | #REF! | #REF! | #REF! | #REF! | #REF! | #REF! | #REF! | #REF! | #REF! | #REF! | #REF! | #REF! | #REF! | #REF! | #REF! | #REF! | #REF! | #REF! | #REF! | #REF! | #REF! | #REF! | #REF! | #REF! | #REF! | #REF! | #REF! | #REF! | #REF! | #REF! | #REF! | #REF! |  | #REF! | #REF! | #REF! | #REF! | #REF! | #REF! | #REF! | #REF! | #REF! | #REF! | #REF! | #REF! | #REF! | #REF! | #REF! | #REF! | #REF! | #REF! | #REF! | #REF! | #REF! | #REF! | #REF! | #REF! | #REF! | #REF! | #REF! | #REF! | #REF! | #REF! | #REF! | #REF! | #REF! | #REF! | #REF! | #REF! | #REF! | #REF! | #REF! | #REF! | #REF! | #REF! | #REF! | #REF! | #REF! | #REF! | #REF! | #REF! | #REF! | #REF! | #REF! | #REF! | #REF! | #REF! | #REF! | #REF! | #REF! | #REF! | #REF! | #REF!
53 | [16 empty] | 0 | 0 | [11 empty] | 0 | 0 | S76 | S75 | 0 | 0 | 0 |  | #REF! | #REF! | #REF! | #REF! | #REF! | #REF! | #REF! | #REF! | #REF! | #REF! | #REF! | #REF! | #REF! | #REF! | #REF! | #REF! | #REF! | #REF! | #REF! | #REF! | #REF! | #REF! | #REF! | #REF! | #REF! | #REF! | #REF! | #REF! | #REF! | #REF! | #REF! | #REF! | #REF! | #REF! | #REF! | #REF! | #REF! | #REF! | #REF! | #REF! | #REF! | #REF! | #REF! | #REF! | #REF! | #REF! | #REF! | #REF! | #REF! | #REF! | #REF! | #REF! | #REF! | #REF! | #REF! | #REF! | #REF! | #REF! | #REF! | #REF! |  | #REF! | #REF! | #REF! | #REF! | #REF! | #REF! | #REF! | #REF! | #REF! | #REF! | #REF! | #REF! | #REF! | #REF! | #REF! | #REF! | #REF! | #REF! | #REF! | #REF! | #REF! | #REF! | #REF! | #REF! | #REF! | #REF! | #REF! | #REF! | #REF! | #REF! | #REF! | #REF! | #REF! | #REF! | #REF! | #REF! | #REF! | #REF! | #REF! | #REF! | #REF! | #REF! | #REF! | #REF! | #REF! | #REF! | #REF! | #REF! | #REF! | #REF! | #REF! | #REF! | #REF! | #REF! | #REF! | #REF! | #REF! | #REF! | #REF! | #REF!
54 | [16 empty] | 0 | 0 | [11 empty] | 0 | 0 | S77 | S76 | 0 | 0 | 0 |  | #REF! | #REF! | #REF! | #REF! | #REF! | #REF! | #REF! | #REF! | #REF! | #REF! | #REF! | #REF! | #REF! | #REF! | #REF! | #REF! | #REF! | #REF! | #REF! | #REF! | #REF! | #REF! | #REF! | #REF! | #REF! | #REF! | #REF! | #REF! | #REF! | #REF! | #REF! | #REF! | #REF! | #REF! | #REF! | #REF! | #REF! | #REF! | #REF! | #REF! | #REF! | #REF! | #REF! | #REF! | #REF! | #REF! | #REF! | #REF! | #REF! | #REF! | #REF! | #REF! | #REF! | #REF! | #REF! | #REF! | #REF! | #REF! | #REF! | #REF! |  | #REF! | #REF! | #REF! | #REF! | #REF! | #REF! | #REF! | #REF! | #REF! | #REF! | #REF! | #REF! | #REF! | #REF! | #REF! | #REF! | #REF! | #REF! | #REF! | #REF! | #REF! | #REF! | #REF! | #REF! | #REF! | #REF! | #REF! | #REF! | #REF! | #REF! | #REF! | #REF! | #REF! | #REF! | #REF! | #REF! | #REF! | #REF! | #REF! | #REF! | #REF! | #REF! | #REF! | #REF! | #REF! | #REF! | #REF! | #REF! | #REF! | #REF! | #REF! | #REF! | #REF! | #REF! | #REF! | #REF! | #REF! | #REF! | #REF! | #REF!
55 | [16 empty] | 0 | 0 | [11 empty] | 0 | 0 | S78 | S77 | 0 | 0 | 0 |  | #REF! | #REF! | #REF! | #REF! | #REF! | #REF! | #REF! | #REF! | #REF! | #REF! | #REF! | #REF! | #REF! | #REF! | #REF! | #REF! | #REF! | #REF! | #REF! | #REF! | #REF! | #REF! | #REF! | #REF! | #REF! | #REF! | #REF! | #REF! | #REF! | #REF! | #REF! | #REF! | #REF! | #REF! | #REF! | #REF! | #REF! | #REF! | #REF! | #REF! | #REF! | #REF! | #REF! | #REF! | #REF! | #REF! | #REF! | #REF! | #REF! | #REF! | #REF! | #REF! | #REF! | #REF! | #REF! | #REF! | #REF! | #REF! | #REF! | #REF! |  | #REF! | #REF! | #REF! | #REF! | #REF! | #REF! | #REF! | #REF! | #REF! | #REF! | #REF! | #REF! | #REF! | #REF! | #REF! | #REF! | #REF! | #REF! | #REF! | #REF! | #REF! | #REF! | #REF! | #REF! | #REF! | #REF! | #REF! | #REF! | #REF! | #REF! | #REF! | #REF! | #REF! | #REF! | #REF! | #REF! | #REF! | #REF! | #REF! | #REF! | #REF! | #REF! | #REF! | #REF! | #REF! | #REF! | #REF! | #REF! | #REF! | #REF! | #REF! | #REF! | #REF! | #REF! | #REF! | #REF! | #REF! | #REF! | #REF! | #REF!
56 | [16 empty] | 0 | 0 | [11 empty] | 0 | 0 | S79 | S78 | 0 | 0 | 0 |  | #REF! | #REF! | #REF! | #REF! | #REF! | #REF! | #REF! | #REF! | #REF! | #REF! | #REF! | #REF! | #REF! | #REF! | #REF! | #REF! | #REF! | #REF! | #REF! | #REF! | #REF! | #REF! | #REF! | #REF! | #REF! | #REF! | #REF! | #REF! | #REF! | #REF! | #REF! | #REF! | #REF! | #REF! | #REF! | #REF! | #REF! | #REF! | #REF! | #REF! | #REF! | #REF! | #REF! | #REF! | #REF! | #REF! | #REF! | #REF! | #REF! | #REF! | #REF! | #REF! | #REF! | #REF! | #REF! | #REF! | #REF! | #REF! | #REF! | #REF! |  | #REF! | #REF! | #REF! | #REF! | #REF! | #REF! | #REF! | #REF! | #REF! | #REF! | #REF! | #REF! | #REF! | #REF! | #REF! | #REF! | #REF! | #REF! | #REF! | #REF! | #REF! | #REF! | #REF! | #REF! | #REF! | #REF! | #REF! | #REF! | #REF! | #REF! | #REF! | #REF! | #REF! | #REF! | #REF! | #REF! | #REF! | #REF! | #REF! | #REF! | #REF! | #REF! | #REF! | #REF! | #REF! | #REF! | #REF! | #REF! | #REF! | #REF! | #REF! | #REF! | #REF! | #REF! | #REF! | #REF! | #REF! | #REF! | #REF! | #REF!
57 | [16 empty] | 0 | 0 | [11 empty] | 0 | 0 | S80 | S79 | 0 | 0 | 0 |  | #REF! | #REF! | #REF! | #REF! | #REF! | #REF! | #REF! | #REF! | #REF! | #REF! | #REF! | #REF! | #REF! | #REF! | #REF! | #REF! | #REF! | #REF! | #REF! | #REF! | #REF! | #REF! | #REF! | #REF! | #REF! | #REF! | #REF! | #REF! | #REF! | #REF! | #REF! | #REF! | #REF! | #REF! | #REF! | #REF! | #REF! | #REF! | #REF! | #REF! | #REF! | #REF! | #REF! | #REF! | #REF! | #REF! | #REF! | #REF! | #REF! | #REF! | #REF! | #REF! | #REF! | #REF! | #REF! | #REF! | #REF! | #REF! | #REF! | #REF! |  | #REF! | #REF! | #REF! | #REF! | #REF! | #REF! | #REF! | #REF! | #REF! | #REF! | #REF! | #REF! | #REF! | #REF! | #REF! | #REF! | #REF! | #REF! | #REF! | #REF! | #REF! | #REF! | #REF! | #REF! | #REF! | #REF! | #REF! | #REF! | #REF! | #REF! | #REF! | #REF! | #REF! | #REF! | #REF! | #REF! | #REF! | #REF! | #REF! | #REF! | #REF! | #REF! | #REF! | #REF! | #REF! | #REF! | #REF! | #REF! | #REF! | #REF! | #REF! | #REF! | #REF! | #REF! | #REF! | #REF! | #REF! | #REF! | #REF! | #REF!
58 | [16 empty] | 0 | 0 | [11 empty] | 0 | 0 | S81 | S80 | 0 | 0 | 0 |  | #REF! | #REF! | #REF! | #REF! | #REF! | #REF! | #REF! | #REF! | #REF! | #REF! | #REF! | #REF! | #REF! | #REF! | #REF! | #REF! | #REF! | #REF! | #REF! | #REF! | #REF! | #REF! | #REF! | #REF! | #REF! | #REF! | #REF! | #REF! | #REF! | #REF! | #REF! | #REF! | #REF! | #REF! | #REF! | #REF! | #REF! | #REF! | #REF! | #REF! | #REF! | #REF! | #REF! | #REF! | #REF! | #REF! | #REF! | #REF! | #REF! | #REF! | #REF! | #REF! | #REF! | #REF! | #REF! | #REF! | #REF! | #REF! | #REF! | #REF! |  | #REF! | #REF! | #REF! | #REF! | #REF! | #REF! | #REF! | #REF! | #REF! | #REF! | #REF! | #REF! | #REF! | #REF! | #REF! | #REF! | #REF! | #REF! | #REF! | #REF! | #REF! | #REF! | #REF! | #REF! | #REF! | #REF! | #REF! | #REF! | #REF! | #REF! | #REF! | #REF! | #REF! | #REF! | #REF! | #REF! | #REF! | #REF! | #REF! | #REF! | #REF! | #REF! | #REF! | #REF! | #REF! | #REF! | #REF! | #REF! | #REF! | #REF! | #REF! | #REF! | #REF! | #REF! | #REF! | #REF! | #REF! | #REF! | #REF! | #REF!
59 | [16 empty] | 0 | 0 | [11 empty] | 0 | 0 | S82 | S81 | 0 | 0 | 0 |  | #REF! | #REF! | #REF! | #REF! | #REF! | #REF! | #REF! | #REF! | #REF! | #REF! | #REF! | #REF! | #REF! | #REF! | #REF! | #REF! | #REF! | #REF! | #REF! | #REF! | #REF! | #REF! | #REF! | #REF! | #REF! | #REF! | #REF! | #REF! | #REF! | #REF! | #REF! | #REF! | #REF! | #REF! | #REF! | #REF! | #REF! | #REF! | #REF! | #REF! | #REF! | #REF! | #REF! | #REF! | #REF! | #REF! | #REF! | #REF! | #REF! | #REF! | #REF! | #REF! | #REF! | #REF! | #REF! | #REF! | #REF! | #REF! | #REF! | #REF! |  | #REF! | #REF! | #REF! | #REF! | #REF! | #REF! | #REF! | #REF! | #REF! | #REF! | #REF! | #REF! | #REF! | #REF! | #REF! | #REF! | #REF! | #REF! | #REF! | #REF! | #REF! | #REF! | #REF! | #REF! | #REF! | #REF! | #REF! | #REF! | #REF! | #REF! | #REF! | #REF! | #REF! | #REF! | #REF! | #REF! | #REF! | #REF! | #REF! | #REF! | #REF! | #REF! | #REF! | #REF! | #REF! | #REF! | #REF! | #REF! | #REF! | #REF! | #REF! | #REF! | #REF! | #REF! | #REF! | #REF! | #REF! | #REF! | #REF! | #REF!
60 | [16 empty] | 0 | 0 | [11 empty] | 0 | 0 | S83 | S82 | 0 | 0 | 0 |  | #REF! | #REF! | #REF! | #REF! | #REF! | #REF! | #REF! | #REF! | #REF! | #REF! | #REF! | #REF! | #REF! | #REF! | #REF! | #REF! | #REF! | #REF! | #REF! | #REF! | #REF! | #REF! | #REF! | #REF! | #REF! | #REF! | #REF! | #REF! | #REF! | #REF! | #REF! | #REF! | #REF! | #REF! | #REF! | #REF! | #REF! | #REF! | #REF! | #REF! | #REF! | #REF! | #REF! | #REF! | #REF! | #REF! | #REF! | #REF! | #REF! | #REF! | #REF! | #REF! | #REF! | #REF! | #REF! | #REF! | #REF! | #REF! | #REF! | #REF! |  | #REF! | #REF! | #REF! | #REF! | #REF! | #REF! | #REF! | #REF! | #REF! | #REF! | #REF! | #REF! | #REF! | #REF! | #REF! | #REF! | #REF! | #REF! | #REF! | #REF! | #REF! | #REF! | #REF! | #REF! | #REF! | #REF! | #REF! | #REF! | #REF! | #REF! | #REF! | #REF! | #REF! | #REF! | #REF! | #REF! | #REF! | #REF! | #REF! | #REF! | #REF! | #REF! | #REF! | #REF! | #REF! | #REF! | #REF! | #REF! | #REF! | #REF! | #REF! | #REF! | #REF! | #REF! | #REF! | #REF! | #REF! | #REF! | #REF! | #REF!
61 | [16 empty] | 0 | 0 | [11 empty] | 0 | 0 | S84 | S83 | 0 | 0 | 0 |  | #REF! | #REF! | #REF! | #REF! | #REF! | #REF! | #REF! | #REF! | #REF! | #REF! | #REF! | #REF! | #REF! | #REF! | #REF! | #REF! | #REF! | #REF! | #REF! | #REF! | #REF! | #REF! | #REF! | #REF! | #REF! | #REF! | #REF! | #REF! | #REF! | #REF! | #REF! | #REF! | #REF! | #REF! | #REF! | #REF! | #REF! | #REF! | #REF! | #REF! | #REF! | #REF! | #REF! | #REF! | #REF! | #REF! | #REF! | #REF! | #REF! | #REF! | #REF! | #REF! | #REF! | #REF! | #REF! | #REF! | #REF! | #REF! | #REF! | #REF! |  | #REF! | #REF! | #REF! | #REF! | #REF! | #REF! | #REF! | #REF! | #REF! | #REF! | #REF! | #REF! | #REF! | #REF! | #REF! | #REF! | #REF! | #REF! | #REF! | #REF! | #REF! | #REF! | #REF! | #REF! | #REF! | #REF! | #REF! | #REF! | #REF! | #REF! | #REF! | #REF! | #REF! | #REF! | #REF! | #REF! | #REF! | #REF! | #REF! | #REF! | #REF! | #REF! | #REF! | #REF! | #REF! | #REF! | #REF! | #REF! | #REF! | #REF! | #REF! | #REF! | #REF! | #REF! | #REF! | #REF! | #REF! | #REF! | #REF! | #REF!
62 | [16 empty] | 0 | 0 | [11 empty] | 0 | 0 | S85 | S84 | 0 | 0 | 0 |  | #REF! | #REF! | #REF! | #REF! | #REF! | #REF! | #REF! | #REF! | #REF! | #REF! | #REF! | #REF! | #REF! | #REF! | #REF! | #REF! | #REF! | #REF! | #REF! | #REF! | #REF! | #REF! | #REF! | #REF! | #REF! | #REF! | #REF! | #REF! | #REF! | #REF! | #REF! | #REF! | #REF! | #REF! | #REF! | #REF! | #REF! | #REF! | #REF! | #REF! | #REF! | #REF! | #REF! | #REF! | #REF! | #REF! | #REF! | #REF! | #REF! | #REF! | #REF! | #REF! | #REF! | #REF! | #REF! | #REF! | #REF! | #REF! | #REF! | #REF! |  | #REF! | #REF! | #REF! | #REF! | #REF! | #REF! | #REF! | #REF! | #REF! | #REF! | #REF! | #REF! | #REF! | #REF! | #REF! | #REF! | #REF! | #REF! | #REF! | #REF! | #REF! | #REF! | #REF! | #REF! | #REF! | #REF! | #REF! | #REF! | #REF! | #REF! | #REF! | #REF! | #REF! | #REF! | #REF! | #REF! | #REF! | #REF! | #REF! | #REF! | #REF! | #REF! | #REF! | #REF! | #REF! | #REF! | #REF! | #REF! | #REF! | #REF! | #REF! | #REF! | #REF! | #REF! | #REF! | #REF! | #REF! | #REF! | #REF! | #REF!
63 | [16 empty] | 0 | 0 | [11 empty] | 0 | 0 | S86 | S85 | 0 | 0 | 0 |  | #REF! | #REF! | #REF! | #REF! | #REF! | #REF! | #REF! | #REF! | #REF! | #REF! | #REF! | #REF! | #REF! | #REF! | #REF! | #REF! | #REF! | #REF! | #REF! | #REF! | #REF! | #REF! | #REF! | #REF! | #REF! | #REF! | #REF! | #REF! | #REF! | #REF! | #REF! | #REF! | #REF! | #REF! | #REF! | #REF! | #REF! | #REF! | #REF! | #REF! | #REF! | #REF! | #REF! | #REF! | #REF! | #REF! | #REF! | #REF! | #REF! | #REF! | #REF! | #REF! | #REF! | #REF! | #REF! | #REF! | #REF! | #REF! | #REF! | #REF! |  | #REF! | #REF! | #REF! | #REF! | #REF! | #REF! | #REF! | #REF! | #REF! | #REF! | #REF! | #REF! | #REF! | #REF! | #REF! | #REF! | #REF! | #REF! | #REF! | #REF! | #REF! | #REF! | #REF! | #REF! | #REF! | #REF! | #REF! | #REF! | #REF! | #REF! | #REF! | #REF! | #REF! | #REF! | #REF! | #REF! | #REF! | #REF! | #REF! | #REF! | #REF! | #REF! | #REF! | #REF! | #REF! | #REF! | #REF! | #REF! | #REF! | #REF! | #REF! | #REF! | #REF! | #REF! | #REF! | #REF! | #REF! | #REF! | #REF! | #REF!
64 | [16 empty] | 0 | 0 | [11 empty] | 0 | 0 | S87 | S86 | 0 | 0 | 0 |  | #REF! | #REF! | #REF! | #REF! | #REF! | #REF! | #REF! | #REF! | #REF! | #REF! | #REF! | #REF! | #REF! | #REF! | #REF! | #REF! | #REF! | #REF! | #REF! | #REF! | #REF! | #REF! | #REF! | #REF! | #REF! | #REF! | #REF! | #REF! | #REF! | #REF! | #REF! | #REF! | #REF! | #REF! | #REF! | #REF! | #REF! | #REF! | #REF! | #REF! | #REF! | #REF! | #REF! | #REF! | #REF! | #REF! | #REF! | #REF! | #REF! | #REF! | #REF! | #REF! | #REF! | #REF! | #REF! | #REF! | #REF! | #REF! | #REF! | #REF! |  | #REF! | #REF! | #REF! | #REF! | #REF! | #REF! | #REF! | #REF! | #REF! | #REF! | #REF! | #REF! | #REF! | #REF! | #REF! | #REF! | #REF! | #REF! | #REF! | #REF! | #REF! | #REF! | #REF! | #REF! | #REF! | #REF! | #REF! | #REF! | #REF! | #REF! | #REF! | #REF! | #REF! | #REF! | #REF! | #REF! | #REF! | #REF! | #REF! | #REF! | #REF! | #REF! | #REF! | #REF! | #REF! | #REF! | #REF! | #REF! | #REF! | #REF! | #REF! | #REF! | #REF! | #REF! | #REF! | #REF! | #REF! | #REF! | #REF! | #REF!
65 | [16 empty] | 0 | 0 | [11 empty] | 0 | 0 | S88 | S87 | 0 | 0 | 0 |  | #REF! | #REF! | #REF! | #REF! | #REF! | #REF! | #REF! | #REF! | #REF! | #REF! | #REF! | #REF! | #REF! | #REF! | #REF! | #REF! | #REF! | #REF! | #REF! | #REF! | #REF! | #REF! | #REF! | #REF! | #REF! | #REF! | #REF! | #REF! | #REF! | #REF! | #REF! | #REF! | #REF! | #REF! | #REF! | #REF! | #REF! | #REF! | #REF! | #REF! | #REF! | #REF! | #REF! | #REF! | #REF! | #REF! | #REF! | #REF! | #REF! | #REF! | #REF! | #REF! | #REF! | #REF! | #REF! | #REF! | #REF! | #REF! | #REF! | #REF! |  | #REF! | #REF! | #REF! | #REF! | #REF! | #REF! | #REF! | #REF! | #REF! | #REF! | #REF! | #REF! | #REF! | #REF! | #REF! | #REF! | #REF! | #REF! | #REF! | #REF! | #REF! | #REF! | #REF! | #REF! | #REF! | #REF! | #REF! | #REF! | #REF! | #REF! | #REF! | #REF! | #REF! | #REF! | #REF! | #REF! | #REF! | #REF! | #REF! | #REF! | #REF! | #REF! | #REF! | #REF! | #REF! | #REF! | #REF! | #REF! | #REF! | #REF! | #REF! | #REF! | #REF! | #REF! | #REF! | #REF! | #REF! | #REF! | #REF! | #REF!
66 | [16 empty] | 0 | 0 | [11 empty] | 0 | 0 | S89 | S88 | 0 | 0 | 0 |  | #REF! | #REF! | #REF! | #REF! | #REF! | #REF! | #REF! | #REF! | #REF! | #REF! | #REF! | #REF! | #REF! | #REF! | #REF! | #REF! | #REF! | #REF! | #REF! | #REF! | #REF! | #REF! | #REF! | #REF! | #REF! | #REF! | #REF! | #REF! | #REF! | #REF! | #REF! | #REF! | #REF! | #REF! | #REF! | #REF! | #REF! | #REF! | #REF! | #REF! | #REF! | #REF! | #REF! | #REF! | #REF! | #REF! | #REF! | #REF! | #REF! | #REF! | #REF! | #REF! | #REF! | #REF! | #REF! | #REF! | #REF! | #REF! | #REF! | #REF! |  | #REF! | #REF! | #REF! | #REF! | #REF! | #REF! | #REF! | #REF! | #REF! | #REF! | #REF! | #REF! | #REF! | #REF! | #REF! | #REF! | #REF! | #REF! | #REF! | #REF! | #REF! | #REF! | #REF! | #REF! | #REF! | #REF! | #REF! | #REF! | #REF! | #REF! | #REF! | #REF! | #REF! | #REF! | #REF! | #REF! | #REF! | #REF! | #REF! | #REF! | #REF! | #REF! | #REF! | #REF! | #REF! | #REF! | #REF! | #REF! | #REF! | #REF! | #REF! | #REF! | #REF! | #REF! | #REF! | #REF! | #REF! | #REF! | #REF! | #REF!
67 | [16 empty] | 0 | 0 | [11 empty] | 0 | 0 | S90 | S89 | 0 | 0 | 0 |  | #REF! | #REF! | #REF! | #REF! | #REF! | #REF! | #REF! | #REF! | #REF! | #REF! | #REF! | #REF! | #REF! | #REF! | #REF! | #REF! | #REF! | #REF! | #REF! | #REF! | #REF! | #REF! | #REF! | #REF! | #REF! | #REF! | #REF! | #REF! | #REF! | #REF! | #REF! | #REF! | #REF! | #REF! | #REF! | #REF! | #REF! | #REF! | #REF! | #REF! | #REF! | #REF! | #REF! | #REF! | #REF! | #REF! | #REF! | #REF! | #REF! | #REF! | #REF! | #REF! | #REF! | #REF! | #REF! | #REF! | #REF! | #REF! | #REF! | #REF! |  | #REF! | #REF! | #REF! | #REF! | #REF! | #REF! | #REF! | #REF! | #REF! | #REF! | #REF! | #REF! | #REF! | #REF! | #REF! | #REF! | #REF! | #REF! | #REF! | #REF! | #REF! | #REF! | #REF! | #REF! | #REF! | #REF! | #REF! | #REF! | #REF! | #REF! | #REF! | #REF! | #REF! | #REF! | #REF! | #REF! | #REF! | #REF! | #REF! | #REF! | #REF! | #REF! | #REF! | #REF! | #REF! | #REF! | #REF! | #REF! | #REF! | #REF! | #REF! | #REF! | #REF! | #REF! | #REF! | #REF! | #REF! | #REF! | #REF! | #REF!
68 | [16 empty] | 0 | 0 | [11 empty] | 0 | 0 | S91 | S90 | 0 | 0 | 0 |  | #REF! | #REF! | #REF! | #REF! | #REF! | #REF! | #REF! | #REF! | #REF! | #REF! | #REF! | #REF! | #REF! | #REF! | #REF! | #REF! | #REF! | #REF! | #REF! | #REF! | #REF! | #REF! | #REF! | #REF! | #REF! | #REF! | #REF! | #REF! | #REF! | #REF! | #REF! | #REF! | #REF! | #REF! | #REF! | #REF! | #REF! | #REF! | #REF! | #REF! | #REF! | #REF! | #REF! | #REF! | #REF! | #REF! | #REF! | #REF! | #REF! | #REF! | #REF! | #REF! | #REF! | #REF! | #REF! | #REF! | #REF! | #REF! | #REF! | #REF! |  | #REF! | #REF! | #REF! | #REF! | #REF! | #REF! | #REF! | #REF! | #REF! | #REF! | #REF! | #REF! | #REF! | #REF! | #REF! | #REF! | #REF! | #REF! | #REF! | #REF! | #REF! | #REF! | #REF! | #REF! | #REF! | #REF! | #REF! | #REF! | #REF! | #REF! | #REF! | #REF! | #REF! | #REF! | #REF! | #REF! | #REF! | #REF! | #REF! | #REF! | #REF! | #REF! | #REF! | #REF! | #REF! | #REF! | #REF! | #REF! | #REF! | #REF! | #REF! | #REF! | #REF! | #REF! | #REF! | #REF! | #REF! | #REF! | #REF! | #REF!
69 | [16 empty] | 0 | 0 | [11 empty] | 0 | 0 | S92 | S91 | 0 | 0 | 0 |  | #REF! | #REF! | #REF! | #REF! | #REF! | #REF! | #REF! | #REF! | #REF! | #REF! | #REF! | #REF! | #REF! | #REF! | #REF! | #REF! | #REF! | #REF! | #REF! | #REF! | #REF! | #REF! | #REF! | #REF! | #REF! | #REF! | #REF! | #REF! | #REF! | #REF! | #REF! | #REF! | #REF! | #REF! | #REF! | #REF! | #REF! | #REF! | #REF! | #REF! | #REF! | #REF! | #REF! | #REF! | #REF! | #REF! | #REF! | #REF! | #REF! | #REF! | #REF! | #REF! | #REF! | #REF! | #REF! | #REF! | #REF! | #REF! | #REF! | #REF! |  | #REF! | #REF! | #REF! | #REF! | #REF! | #REF! | #REF! | #REF! | #REF! | #REF! | #REF! | #REF! | #REF! | #REF! | #REF! | #REF! | #REF! | #REF! | #REF! | #REF! | #REF! | #REF! | #REF! | #REF! | #REF! | #REF! | #REF! | #REF! | #REF! | #REF! | #REF! | #REF! | #REF! | #REF! | #REF! | #REF! | #REF! | #REF! | #REF! | #REF! | #REF! | #REF! | #REF! | #REF! | #REF! | #REF! | #REF! | #REF! | #REF! | #REF! | #REF! | #REF! | #REF! | #REF! | #REF! | #REF! | #REF! | #REF! | #REF! | #REF!
70 | [16 empty] | 0 | 0 | [11 empty] | 0 | 0 | S93 | S92 | 0 | 0 | 0 |  | #REF! | #REF! | #REF! | #REF! | #REF! | #REF! | #REF! | #REF! | #REF! | #REF! | #REF! | #REF! | #REF! | #REF! | #REF! | #REF! | #REF! | #REF! | #REF! | #REF! | #REF! | #REF! | #REF! | #REF! | #REF! | #REF! | #REF! | #REF! | #REF! | #REF! | #REF! | #REF! | #REF! | #REF! | #REF! | #REF! | #REF! | #REF! | #REF! | #REF! | #REF! | #REF! | #REF! | #REF! | #REF! | #REF! | #REF! | #REF! | #REF! | #REF! | #REF! | #REF! | #REF! | #REF! | #REF! | #REF! | #REF! | #REF! | #REF! | #REF! |  | #REF! | #REF! | #REF! | #REF! | #REF! | #REF! | #REF! | #REF! | #REF! | #REF! | #REF! | #REF! | #REF! | #REF! | #REF! | #REF! | #REF! | #REF! | #REF! | #REF! | #REF! | #REF! | #REF! | #REF! | #REF! | #REF! | #REF! | #REF! | #REF! | #REF! | #REF! | #REF! | #REF! | #REF! | #REF! | #REF! | #REF! | #REF! | #REF! | #REF! | #REF! | #REF! | #REF! | #REF! | #REF! | #REF! | #REF! | #REF! | #REF! | #REF! | #REF! | #REF! | #REF! | #REF! | #REF! | #REF! | #REF! | #REF! | #REF! | #REF!
71 | [16 empty] | 0 | 0 | [11 empty] | 0 | 0 | S94 | S93 | 0 | 0 | 0 |  | #REF! | #REF! | #REF! | #REF! | #REF! | #REF! | #REF! | #REF! | #REF! | #REF! | #REF! | #REF! | #REF! | #REF! | #REF! | #REF! | #REF! | #REF! | #REF! | #REF! | #REF! | #REF! | #REF! | #REF! | #REF! | #REF! | #REF! | #REF! | #REF! | #REF! | #REF! | #REF! | #REF! | #REF! | #REF! | #REF! | #REF! | #REF! | #REF! | #REF! | #REF! | #REF! | #REF! | #REF! | #REF! | #REF! | #REF! | #REF! | #REF! | #REF! | #REF! | #REF! | #REF! | #REF! | #REF! | #REF! | #REF! | #REF! | #REF! | #REF! |  | #REF! | #REF! | #REF! | #REF! | #REF! | #REF! | #REF! | #REF! | #REF! | #REF! | #REF! | #REF! | #REF! | #REF! | #REF! | #REF! | #REF! | #REF! | #REF! | #REF! | #REF! | #REF! | #REF! | #REF! | #REF! | #REF! | #REF! | #REF! | #REF! | #REF! | #REF! | #REF! | #REF! | #REF! | #REF! | #REF! | #REF! | #REF! | #REF! | #REF! | #REF! | #REF! | #REF! | #REF! | #REF! | #REF! | #REF! | #REF! | #REF! | #REF! | #REF! | #REF! | #REF! | #REF! | #REF! | #REF! | #REF! | #REF! | #REF! | #REF!
72 | [16 empty] | 0 | 0 | [11 empty] | 0 | 0 | S95 | S94 | 0 | 0 | 0 |  | #REF! | #REF! | #REF! | #REF! | #REF! | #REF! | #REF! | #REF! | #REF! | #REF! | #REF! | #REF! | #REF! | #REF! | #REF! | #REF! | #REF! | #REF! | #REF! | #REF! | #REF! | #REF! | #REF! | #REF! | #REF! | #REF! | #REF! | #REF! | #REF! | #REF! | #REF! | #REF! | #REF! | #REF! | #REF! | #REF! | #REF! | #REF! | #REF! | #REF! | #REF! | #REF! | #REF! | #REF! | #REF! | #REF! | #REF! | #REF! | #REF! | #REF! | #REF! | #REF! | #REF! | #REF! | #REF! | #REF! | #REF! | #REF! | #REF! | #REF! |  | #REF! | #REF! | #REF! | #REF! | #REF! | #REF! | #REF! | #REF! | #REF! | #REF! | #REF! | #REF! | #REF! | #REF! | #REF! | #REF! | #REF! | #REF! | #REF! | #REF! | #REF! | #REF! | #REF! | #REF! | #REF! | #REF! | #REF! | #REF! | #REF! | #REF! | #REF! | #REF! | #REF! | #REF! | #REF! | #REF! | #REF! | #REF! | #REF! | #REF! | #REF! | #REF! | #REF! | #REF! | #REF! | #REF! | #REF! | #REF! | #REF! | #REF! | #REF! | #REF! | #REF! | #REF! | #REF! | #REF! | #REF! | #REF! | #REF! | #REF!
73 | [16 empty] | 0 | 0 | [11 empty] | 0 | 0 | S96 | S95 | 0 | 0 | 0 |  | #REF! | #REF! | #REF! | #REF! | #REF! | #REF! | #REF! | #REF! | #REF! | #REF! | #REF! | #REF! | #REF! | #REF! | #REF! | #REF! | #REF! | #REF! | #REF! | #REF! | #REF! | #REF! | #REF! | #REF! | #REF! | #REF! | #REF! | #REF! | #REF! | #REF! | #REF! | #REF! | #REF! | #REF! | #REF! | #REF! | #REF! | #REF! | #REF! | #REF! | #REF! | #REF! | #REF! | #REF! | #REF! | #REF! | #REF! | #REF! | #REF! | #REF! | #REF! | #REF! | #REF! | #REF! | #REF! | #REF! | #REF! | #REF! | #REF! | #REF! |  | #REF! | #REF! | #REF! | #REF! | #REF! | #REF! | #REF! | #REF! | #REF! | #REF! | #REF! | #REF! | #REF! | #REF! | #REF! | #REF! | #REF! | #REF! | #REF! | #REF! | #REF! | #REF! | #REF! | #REF! | #REF! | #REF! | #REF! | #REF! | #REF! | #REF! | #REF! | #REF! | #REF! | #REF! | #REF! | #REF! | #REF! | #REF! | #REF! | #REF! | #REF! | #REF! | #REF! | #REF! | #REF! | #REF! | #REF! | #REF! | #REF! | #REF! | #REF! | #REF! | #REF! | #REF! | #REF! | #REF! | #REF! | #REF! | #REF! | #REF!
74 | [16 empty] | 0 | 0 | [11 empty] | 0 | 0 | S97 | S96 | 0 | 0 | 0 |  | #REF! | #REF! | #REF! | #REF! | #REF! | #REF! | #REF! | #REF! | #REF! | #REF! | #REF! | #REF! | #REF! | #REF! | #REF! | #REF! | #REF! | #REF! | #REF! | #REF! | #REF! | #REF! | #REF! | #REF! | #REF! | #REF! | #REF! | #REF! | #REF! | #REF! | #REF! | #REF! | #REF! | #REF! | #REF! | #REF! | #REF! | #REF! | #REF! | #REF! | #REF! | #REF! | #REF! | #REF! | #REF! | #REF! | #REF! | #REF! | #REF! | #REF! | #REF! | #REF! | #REF! | #REF! | #REF! | #REF! | #REF! | #REF! | #REF! | #REF! |  | #REF! | #REF! | #REF! | #REF! | #REF! | #REF! | #REF! | #REF! | #REF! | #REF! | #REF! | #REF! | #REF! | #REF! | #REF! | #REF! | #REF! | #REF! | #REF! | #REF! | #REF! | #REF! | #REF! | #REF! | #REF! | #REF! | #REF! | #REF! | #REF! | #REF! | #REF! | #REF! | #REF! | #REF! | #REF! | #REF! | #REF! | #REF! | #REF! | #REF! | #REF! | #REF! | #REF! | #REF! | #REF! | #REF! | #REF! | #REF! | #REF! | #REF! | #REF! | #REF! | #REF! | #REF! | #REF! | #REF! | #REF! | #REF! | #REF! | #REF!
75 | [16 empty] | 0 | 0 | [11 empty] | 0 | 0 | S98 | S97 | 0 | 0 | 0 |  | #REF! | #REF! | #REF! | #REF! | #REF! | #REF! | #REF! | #REF! | #REF! | #REF! | #REF! | #REF! | #REF! | #REF! | #REF! | #REF! | #REF! | #REF! | #REF! | #REF! | #REF! | #REF! | #REF! | #REF! | #REF! | #REF! | #REF! | #REF! | #REF! | #REF! | #REF! | #REF! | #REF! | #REF! | #REF! | #REF! | #REF! | #REF! | #REF! | #REF! | #REF! | #REF! | #REF! | #REF! | #REF! | #REF! | #REF! | #REF! | #REF! | #REF! | #REF! | #REF! | #REF! | #REF! | #REF! | #REF! | #REF! | #REF! | #REF! | #REF! |  | #REF! | #REF! | #REF! | #REF! | #REF! | #REF! | #REF! | #REF! | #REF! | #REF! | #REF! | #REF! | #REF! | #REF! | #REF! | #REF! | #REF! | #REF! | #REF! | #REF! | #REF! | #REF! | #REF! | #REF! | #REF! | #REF! | #REF! | #REF! | #REF! | #REF! | #REF! | #REF! | #REF! | #REF! | #REF! | #REF! | #REF! | #REF! | #REF! | #REF! | #REF! | #REF! | #REF! | #REF! | #REF! | #REF! | #REF! | #REF! | #REF! | #REF! | #REF! | #REF! | #REF! | #REF! | #REF! | #REF! | #REF! | #REF! | #REF! | #REF!
76 | [16 empty] | 0 | 0 | [11 empty] | 0 | 0 | S99 | S98 | 0 | 0 | 0 |  | #REF! | #REF! | #REF! | #REF! | #REF! | #REF! | #REF! | #REF! | #REF! | #REF! | #REF! | #REF! | #REF! | #REF! | #REF! | #REF! | #REF! | #REF! | #REF! | #REF! | #REF! | #REF! | #REF! | #REF! | #REF! | #REF! | #REF! | #REF! | #REF! | #REF! | #REF! | #REF! | #REF! | #REF! | #REF! | #REF! | #REF! | #REF! | #REF! | #REF! | #REF! | #REF! | #REF! | #REF! | #REF! | #REF! | #REF! | #REF! | #REF! | #REF! | #REF! | #REF! | #REF! | #REF! | #REF! | #REF! | #REF! | #REF! | #REF! | #REF! |  | #REF! | #REF! | #REF! | #REF! | #REF! | #REF! | #REF! | #REF! | #REF! | #REF! | #REF! | #REF! | #REF! | #REF! | #REF! | #REF! | #REF! | #REF! | #REF! | #REF! | #REF! | #REF! | #REF! | #REF! | #REF! | #REF! | #REF! | #REF! | #REF! | #REF! | #REF! | #REF! | #REF! | #REF! | #REF! | #REF! | #REF! | #REF! | #REF! | #REF! | #REF! | #REF! | #REF! | #REF! | #REF! | #REF! | #REF! | #REF! | #REF! | #REF! | #REF! | #REF! | #REF! | #REF! | #REF! | #REF! | #REF! | #REF! | #REF! | #REF!
77 | [16 empty] | 0 | 0 | [11 empty] | 0 | 0 | S100 | S99 | 0 | 0 | 0 |  | #REF! | #REF! | #REF! | #REF! | #REF! | #REF! | #REF! | #REF! | #REF! | #REF! | #REF! | #REF! | #REF! | #REF! | #REF! | #REF! | #REF! | #REF! | #REF! | #REF! | #REF! | #REF! | #REF! | #REF! | #REF! | #REF! | #REF! | #REF! | #REF! | #REF! | #REF! | #REF! | #REF! | #REF! | #REF! | #REF! | #REF! | #REF! | #REF! | #REF! | #REF! | #REF! | #REF! | #REF! | #REF! | #REF! | #REF! | #REF! | #REF! | #REF! | #REF! | #REF! | #REF! | #REF! | #REF! | #REF! | #REF! | #REF! | #REF! | #REF! |  | #REF! | #REF! | #REF! | #REF! | #REF! | #REF! | #REF! | #REF! | #REF! | #REF! | #REF! | #REF! | #REF! | #REF! | #REF! | #REF! | #REF! | #REF! | #REF! | #REF! | #REF! | #REF! | #REF! | #REF! | #REF! | #REF! | #REF! | #REF! | #REF! | #REF! | #REF! | #REF! | #REF! | #REF! | #REF! | #REF! | #REF! | #REF! | #REF! | #REF! | #REF! | #REF! | #REF! | #REF! | #REF! | #REF! | #REF! | #REF! | #REF! | #REF! | #REF! | #REF! | #REF! | #REF! | #REF! | #REF! | #REF! | #REF! | #REF! | #REF!
78 | [16 empty] | 0 | 0 | [11 empty] | 0 | 0 | S101 | S100 | 0 | 0 | 0 |  | #REF! | #REF! | #REF! | #REF! | #REF! | #REF! | #REF! | #REF! | #REF! | #REF! | #REF! | #REF! | #REF! | #REF! | #REF! | #REF! | #REF! | #REF! | #REF! | #REF! | #REF! | #REF! | #REF! | #REF! | #REF! | #REF! | #REF! | #REF! | #REF! | #REF! | #REF! | #REF! | #REF! | #REF! | #REF! | #REF! | #REF! | #REF! | #REF! | #REF! | #REF! | #REF! | #REF! | #REF! | #REF! | #REF! | #REF! | #REF! | #REF! | #REF! | #REF! | #REF! | #REF! | #REF! | #REF! | #REF! | #REF! | #REF! | #REF! | #REF! |  | #REF! | #REF! | #REF! | #REF! | #REF! | #REF! | #REF! | #REF! | #REF! | #REF! | #REF! | #REF! | #REF! | #REF! | #REF! | #REF! | #REF! | #REF! | #REF! | #REF! | #REF! | #REF! | #REF! | #REF! | #REF! | #REF! | #REF! | #REF! | #REF! | #REF! | #REF! | #REF! | #REF! | #REF! | #REF! | #REF! | #REF! | #REF! | #REF! | #REF! | #REF! | #REF! | #REF! | #REF! | #REF! | #REF! | #REF! | #REF! | #REF! | #REF! | #REF! | #REF! | #REF! | #REF! | #REF! | #REF! | #REF! | #REF! | #REF! | #REF!
79 | [16 empty] | 0 | 0 | [11 empty] | 0 | 0 | S102 | S101 | 0 | 0 | 0 |  | #REF! | #REF! | #REF! | #REF! | #REF! | #REF! | #REF! | #REF! | #REF! | #REF! | #REF! | #REF! | #REF! | #REF! | #REF! | #REF! | #REF! | #REF! | #REF! | #REF! | #REF! | #REF! | #REF! | #REF! | #REF! | #REF! | #REF! | #REF! | #REF! | #REF! | #REF! | #REF! | #REF! | #REF! | #REF! | #REF! | #REF! | #REF! | #REF! | #REF! | #REF! | #REF! | #REF! | #REF! | #REF! | #REF! | #REF! | #REF! | #REF! | #REF! | #REF! | #REF! | #REF! | #REF! | #REF! | #REF! | #REF! | #REF! | #REF! | #REF! |  | #REF! | #REF! | #REF! | #REF! | #REF! | #REF! | #REF! | #REF! | #REF! | #REF! | #REF! | #REF! | #REF! | #REF! | #REF! | #REF! | #REF! | #REF! | #REF! | #REF! | #REF! | #REF! | #REF! | #REF! | #REF! | #REF! | #REF! | #REF! | #REF! | #REF! | #REF! | #REF! | #REF! | #REF! | #REF! | #REF! | #REF! | #REF! | #REF! | #REF! | #REF! | #REF! | #REF! | #REF! | #REF! | #REF! | #REF! | #REF! | #REF! | #REF! | #REF! | #REF! | #REF! | #REF! | #REF! | #REF! | #REF! | #REF! | #REF! | #REF!
80 | [16 empty] | 0 | 0 | [11 empty] | 0 | 0 | S103 | S102 | 0 | 0 | 0 |  | #REF! | #REF! | #REF! | #REF! | #REF! | #REF! | #REF! | #REF! | #REF! | #REF! | #REF! | #REF! | #REF! | #REF! | #REF! | #REF! | #REF! | #REF! | #REF! | #REF! | #REF! | #REF! | #REF! | #REF! | #REF! | #REF! | #REF! | #REF! | #REF! | #REF! | #REF! | #REF! | #REF! | #REF! | #REF! | #REF! | #REF! | #REF! | #REF! | #REF! | #REF! | #REF! | #REF! | #REF! | #REF! | #REF! | #REF! | #REF! | #REF! | #REF! | #REF! | #REF! | #REF! | #REF! | #REF! | #REF! | #REF! | #REF! | #REF! | #REF! |  | #REF! | #REF! | #REF! | #REF! | #REF! | #REF! | #REF! | #REF! | #REF! | #REF! | #REF! | #REF! | #REF! | #REF! | #REF! | #REF! | #REF! | #REF! | #REF! | #REF! | #REF! | #REF! | #REF! | #REF! | #REF! | #REF! | #REF! | #REF! | #REF! | #REF! | #REF! | #REF! | #REF! | #REF! | #REF! | #REF! | #REF! | #REF! | #REF! | #REF! | #REF! | #REF! | #REF! | #REF! | #REF! | #REF! | #REF! | #REF! | #REF! | #REF! | #REF! | #REF! | #REF! | #REF! | #REF! | #REF! | #REF! | #REF! | #REF! | #REF!
81 | [16 empty] | 0 | 0 | [11 empty] | 0 | 0 | S104 | S103 | 0 | 0 | 0 |  | #REF! | #REF! | #REF! | #REF! | #REF! | #REF! | #REF! | #REF! | #REF! | #REF! | #REF! | #REF! | #REF! | #REF! | #REF! | #REF! | #REF! | #REF! | #REF! | #REF! | #REF! | #REF! | #REF! | #REF! | #REF! | #REF! | #REF! | #REF! | #REF! | #REF! | #REF! | #REF! | #REF! | #REF! | #REF! | #REF! | #REF! | #REF! | #REF! | #REF! | #REF! | #REF! | #REF! | #REF! | #REF! | #REF! | #REF! | #REF! | #REF! | #REF! | #REF! | #REF! | #REF! | #REF! | #REF! | #REF! | #REF! | #REF! | #REF! | #REF! |  | #REF! | #REF! | #REF! | #REF! | #REF! | #REF! | #REF! | #REF! | #REF! | #REF! | #REF! | #REF! | #REF! | #REF! | #REF! | #REF! | #REF! | #REF! | #REF! | #REF! | #REF! | #REF! | #REF! | #REF! | #REF! | #REF! | #REF! | #REF! | #REF! | #REF! | #REF! | #REF! | #REF! | #REF! | #REF! | #REF! | #REF! | #REF! | #REF! | #REF! | #REF! | #REF! | #REF! | #REF! | #REF! | #REF! | #REF! | #REF! | #REF! | #REF! | #REF! | #REF! | #REF! | #REF! | #REF! | #REF! | #REF! | #REF! | #REF! | #REF!
82 | [16 empty] | 0 | 0 | [11 empty] | 0 | 0 | S105 | S104 | 0 | 0 | 0 |  | #REF! | #REF! | #REF! | #REF! | #REF! | #REF! | #REF! | #REF! | #REF! | #REF! | #REF! | #REF! | #REF! | #REF! | #REF! | #REF! | #REF! | #REF! | #REF! | #REF! | #REF! | #REF! | #REF! | #REF! | #REF! | #REF! | #REF! | #REF! | #REF! | #REF! | #REF! | #REF! | #REF! | #REF! | #REF! | #REF! | #REF! | #REF! | #REF! | #REF! | #REF! | #REF! | #REF! | #REF! | #REF! | #REF! | #REF! | #REF! | #REF! | #REF! | #REF! | #REF! | #REF! | #REF! | #REF! | #REF! | #REF! | #REF! | #REF! | #REF! |  | #REF! | #REF! | #REF! | #REF! | #REF! | #REF! | #REF! | #REF! | #REF! | #REF! | #REF! | #REF! | #REF! | #REF! | #REF! | #REF! | #REF! | #REF! | #REF! | #REF! | #REF! | #REF! | #REF! | #REF! | #REF! | #REF! | #REF! | #REF! | #REF! | #REF! | #REF! | #REF! | #REF! | #REF! | #REF! | #REF! | #REF! | #REF! | #REF! | #REF! | #REF! | #REF! | #REF! | #REF! | #REF! | #REF! | #REF! | #REF! | #REF! | #REF! | #REF! | #REF! | #REF! | #REF! | #REF! | #REF! | #REF! | #REF! | #REF! | #REF!
83 | [16 empty] | 0 | 0 | [11 empty] | 0 | 0 | S106 | S105 | 0 | 0 | 0 |  | #REF! | #REF! | #REF! | #REF! | #REF! | #REF! | #REF! | #REF! | #REF! | #REF! | #REF! | #REF! | #REF! | #REF! | #REF! | #REF! | #REF! | #REF! | #REF! | #REF! | #REF! | #REF! | #REF! | #REF! | #REF! | #REF! | #REF! | #REF! | #REF! | #REF! | #REF! | #REF! | #REF! | #REF! | #REF! | #REF! | #REF! | #REF! | #REF! | #REF! | #REF! | #REF! | #REF! | #REF! | #REF! | #REF! | #REF! | #REF! | #REF! | #REF! | #REF! | #REF! | #REF! | #REF! | #REF! | #REF! | #REF! | #REF! | #REF! | #REF! |  | #REF! | #REF! | #REF! | #REF! | #REF! | #REF! | #REF! | #REF! | #REF! | #REF! | #REF! | #REF! | #REF! | #REF! | #REF! | #REF! | #REF! | #REF! | #REF! | #REF! | #REF! | #REF! | #REF! | #REF! | #REF! | #REF! | #REF! | #REF! | #REF! | #REF! | #REF! | #REF! | #REF! | #REF! | #REF! | #REF! | #REF! | #REF! | #REF! | #REF! | #REF! | #REF! | #REF! | #REF! | #REF! | #REF! | #REF! | #REF! | #REF! | #REF! | #REF! | #REF! | #REF! | #REF! | #REF! | #REF! | #REF! | #REF! | #REF! | #REF!
84 | [16 empty] | 0 | 0 | [11 empty] | 0 | 0 | S107 | S106 | 0 | 0 | 0 |  | #REF! | #REF! | #REF! | #REF! | #REF! | #REF! | #REF! | #REF! | #REF! | #REF! | #REF! | #REF! | #REF! | #REF! | #REF! | #REF! | #REF! | #REF! | #REF! | #REF! | #REF! | #REF! | #REF! | #REF! | #REF! | #REF! | #REF! | #REF! | #REF! | #REF! | #REF! | #REF! | #REF! | #REF! | #REF! | #REF! | #REF! | #REF! | #REF! | #REF! | #REF! | #REF! | #REF! | #REF! | #REF! | #REF! | #REF! | #REF! | #REF! | #REF! | #REF! | #REF! | #REF! | #REF! | #REF! | #REF! | #REF! | #REF! | #REF! | #REF! |  | #REF! | #REF! | #REF! | #REF! | #REF! | #REF! | #REF! | #REF! | #REF! | #REF! | #REF! | #REF! | #REF! | #REF! | #REF! | #REF! | #REF! | #REF! | #REF! | #REF! | #REF! | #REF! | #REF! | #REF! | #REF! | #REF! | #REF! | #REF! | #REF! | #REF! | #REF! | #REF! | #REF! | #REF! | #REF! | #REF! | #REF! | #REF! | #REF! | #REF! | #REF! | #REF! | #REF! | #REF! | #REF! | #REF! | #REF! | #REF! | #REF! | #REF! | #REF! | #REF! | #REF! | #REF! | #REF! | #REF! | #REF! | #REF! | #REF! | #REF!
85 | [16 empty] | 0 | 0 | [11 empty] | 0 | 0 | S108 | S107 | 0 | 0 | 0 |  | #REF! | #REF! | #REF! | #REF! | #REF! | #REF! | #REF! | #REF! | #REF! | #REF! | #REF! | #REF! | #REF! | #REF! | #REF! | #REF! | #REF! | #REF! | #REF! | #REF! | #REF! | #REF! | #REF! | #REF! | #REF! | #REF! | #REF! | #REF! | #REF! | #REF! | #REF! | #REF! | #REF! | #REF! | #REF! | #REF! | #REF! | #REF! | #REF! | #REF! | #REF! | #REF! | #REF! | #REF! | #REF! | #REF! | #REF! | #REF! | #REF! | #REF! | #REF! | #REF! | #REF! | #REF! | #REF! | #REF! | #REF! | #REF! | #REF! | #REF! |  | #REF! | #REF! | #REF! | #REF! | #REF! | #REF! | #REF! | #REF! | #REF! | #REF! | #REF! | #REF! | #REF! | #REF! | #REF! | #REF! | #REF! | #REF! | #REF! | #REF! | #REF! | #REF! | #REF! | #REF! | #REF! | #REF! | #REF! | #REF! | #REF! | #REF! | #REF! | #REF! | #REF! | #REF! | #REF! | #REF! | #REF! | #REF! | #REF! | #REF! | #REF! | #REF! | #REF! | #REF! | #REF! | #REF! | #REF! | #REF! | #REF! | #REF! | #REF! | #REF! | #REF! | #REF! | #REF! | #REF! | #REF! | #REF! | #REF! | #REF!
86 | [16 empty] | 0 | 0 | [11 empty] | 0 | 0 | S109 | S108 | 0 | 0 | 0 |  | #REF! | #REF! | #REF! | #REF! | #REF! | #REF! | #REF! | #REF! | #REF! | #REF! | #REF! | #REF! | #REF! | #REF! | #REF! | #REF! | #REF! | #REF! | #REF! | #REF! | #REF! | #REF! | #REF! | #REF! | #REF! | #REF! | #REF! | #REF! | #REF! | #REF! | #REF! | #REF! | #REF! | #REF! | #REF! | #REF! | #REF! | #REF! | #REF! | #REF! | #REF! | #REF! | #REF! | #REF! | #REF! | #REF! | #REF! | #REF! | #REF! | #REF! | #REF! | #REF! | #REF! | #REF! | #REF! | #REF! | #REF! | #REF! | #REF! | #REF! |  | #REF! | #REF! | #REF! | #REF! | #REF! | #REF! | #REF! | #REF! | #REF! | #REF! | #REF! | #REF! | #REF! | #REF! | #REF! | #REF! | #REF! | #REF! | #REF! | #REF! | #REF! | #REF! | #REF! | #REF! | #REF! | #REF! | #REF! | #REF! | #REF! | #REF! | #REF! | #REF! | #REF! | #REF! | #REF! | #REF! | #REF! | #REF! | #REF! | #REF! | #REF! | #REF! | #REF! | #REF! | #REF! | #REF! | #REF! | #REF! | #REF! | #REF! | #REF! | #REF! | #REF! | #REF! | #REF! | #REF! | #REF! | #REF! | #REF! | #REF!
87 | [16 empty] | 0 | 0 | [11 empty] | 0 | 0 | S110 | S109 | 0 | 0 | 0 |  | #REF! | #REF! | #REF! | #REF! | #REF! | #REF! | #REF! | #REF! | #REF! | #REF! | #REF! | #REF! | #REF! | #REF! | #REF! | #REF! | #REF! | #REF! | #REF! | #REF! | #REF! | #REF! | #REF! | #REF! | #REF! | #REF! | #REF! | #REF! | #REF! | #REF! | #REF! | #REF! | #REF! | #REF! | #REF! | #REF! | #REF! | #REF! | #REF! | #REF! | #REF! | #REF! | #REF! | #REF! | #REF! | #REF! | #REF! | #REF! | #REF! | #REF! | #REF! | #REF! | #REF! | #REF! | #REF! | #REF! | #REF! | #REF! | #REF! | #REF! |  | #REF! | #REF! | #REF! | #REF! | #REF! | #REF! | #REF! | #REF! | #REF! | #REF! | #REF! | #REF! | #REF! | #REF! | #REF! | #REF! | #REF! | #REF! | #REF! | #REF! | #REF! | #REF! | #REF! | #REF! | #REF! | #REF! | #REF! | #REF! | #REF! | #REF! | #REF! | #REF! | #REF! | #REF! | #REF! | #REF! | #REF! | #REF! | #REF! | #REF! | #REF! | #REF! | #REF! | #REF! | #REF! | #REF! | #REF! | #REF! | #REF! | #REF! | #REF! | #REF! | #REF! | #REF! | #REF! | #REF! | #REF! | #REF! | #REF! | #REF!
88 | [16 empty] | 0 | 0 | [11 empty] | 0 | 0 | S111 | S110 | 0 | 0 | 0 |  | #REF! | #REF! | #REF! | #REF! | #REF! | #REF! | #REF! | #REF! | #REF! | #REF! | #REF! | #REF! | #REF! | #REF! | #REF! | #REF! | #REF! | #REF! | #REF! | #REF! | #REF! | #REF! | #REF! | #REF! | #REF! | #REF! | #REF! | #REF! | #REF! | #REF! | #REF! | #REF! | #REF! | #REF! | #REF! | #REF! | #REF! | #REF! | #REF! | #REF! | #REF! | #REF! | #REF! | #REF! | #REF! | #REF! | #REF! | #REF! | #REF! | #REF! | #REF! | #REF! | #REF! | #REF! | #REF! | #REF! | #REF! | #REF! | #REF! | #REF! |  | #REF! | #REF! | #REF! | #REF! | #REF! | #REF! | #REF! | #REF! | #REF! | #REF! | #REF! | #REF! | #REF! | #REF! | #REF! | #REF! | #REF! | #REF! | #REF! | #REF! | #REF! | #REF! | #REF! | #REF! | #REF! | #REF! | #REF! | #REF! | #REF! | #REF! | #REF! | #REF! | #REF! | #REF! | #REF! | #REF! | #REF! | #REF! | #REF! | #REF! | #REF! | #REF! | #REF! | #REF! | #REF! | #REF! | #REF! | #REF! | #REF! | #REF! | #REF! | #REF! | #REF! | #REF! | #REF! | #REF! | #REF! | #REF! | #REF! | #REF!
89 | [16 empty] | 0 | 0 | [11 empty] | 0 | 0 | S112 | S111 | 0 | 0 | 0 |  | #REF! | #REF! | #REF! | #REF! | #REF! | #REF! | #REF! | #REF! | #REF! | #REF! | #REF! | #REF! | #REF! | #REF! | #REF! | #REF! | #REF! | #REF! | #REF! | #REF! | #REF! | #REF! | #REF! | #REF! | #REF! | #REF! | #REF! | #REF! | #REF! | #REF! | #REF! | #REF! | #REF! | #REF! | #REF! | #REF! | #REF! | #REF! | #REF! | #REF! | #REF! | #REF! | #REF! | #REF! | #REF! | #REF! | #REF! | #REF! | #REF! | #REF! | #REF! | #REF! | #REF! | #REF! | #REF! | #REF! | #REF! | #REF! | #REF! | #REF! |  | #REF! | #REF! | #REF! | #REF! | #REF! | #REF! | #REF! | #REF! | #REF! | #REF! | #REF! | #REF! | #REF! | #REF! | #REF! | #REF! | #REF! | #REF! | #REF! | #REF! | #REF! | #REF! | #REF! | #REF! | #REF! | #REF! | #REF! | #REF! | #REF! | #REF! | #REF! | #REF! | #REF! | #REF! | #REF! | #REF! | #REF! | #REF! | #REF! | #REF! | #REF! | #REF! | #REF! | #REF! | #REF! | #REF! | #REF! | #REF! | #REF! | #REF! | #REF! | #REF! | #REF! | #REF! | #REF! | #REF! | #REF! | #REF! | #REF! | #REF!
90 | [16 empty] | 0 | 0 | [11 empty] | 0 | 0 | S113 | S112 | 0 | 0 | 0 |  | #REF! | #REF! | #REF! | #REF! | #REF! | #REF! | #REF! | #REF! | #REF! | #REF! | #REF! | #REF! | #REF! | #REF! | #REF! | #REF! | #REF! | #REF! | #REF! | #REF! | #REF! | #REF! | #REF! | #REF! | #REF! | #REF! | #REF! | #REF! | #REF! | #REF! | #REF! | #REF! | #REF! | #REF! | #REF! | #REF! | #REF! | #REF! | #REF! | #REF! | #REF! | #REF! | #REF! | #REF! | #REF! | #REF! | #REF! | #REF! | #REF! | #REF! | #REF! | #REF! | #REF! | #REF! | #REF! | #REF! | #REF! | #REF! | #REF! | #REF! |  | #REF! | #REF! | #REF! | #REF! | #REF! | #REF! | #REF! | #REF! | #REF! | #REF! | #REF! | #REF! | #REF! | #REF! | #REF! | #REF! | #REF! | #REF! | #REF! | #REF! | #REF! | #REF! | #REF! | #REF! | #REF! | #REF! | #REF! | #REF! | #REF! | #REF! | #REF! | #REF! | #REF! | #REF! | #REF! | #REF! | #REF! | #REF! | #REF! | #REF! | #REF! | #REF! | #REF! | #REF! | #REF! | #REF! | #REF! | #REF! | #REF! | #REF! | #REF! | #REF! | #REF! | #REF! | #REF! | #REF! | #REF! | #REF! | #REF! | #REF!
91 | [16 empty] | 0 | 0 | [11 empty] | 0 | 0 | S114 | S113 | 0 | 0 | 0 |  | #REF! | #REF! | #REF! | #REF! | #REF! | #REF! | #REF! | #REF! | #REF! | #REF! | #REF! | #REF! | #REF! | #REF! | #REF! | #REF! | #REF! | #REF! | #REF! | #REF! | #REF! | #REF! | #REF! | #REF! | #REF! | #REF! | #REF! | #REF! | #REF! | #REF! | #REF! | #REF! | #REF! | #REF! | #REF! | #REF! | #REF! | #REF! | #REF! | #REF! | #REF! | #REF! | #REF! | #REF! | #REF! | #REF! | #REF! | #REF! | #REF! | #REF! | #REF! | #REF! | #REF! | #REF! | #REF! | #REF! | #REF! | #REF! | #REF! | #REF! |  | #REF! | #REF! | #REF! | #REF! | #REF! | #REF! | #REF! | #REF! | #REF! | #REF! | #REF! | #REF! | #REF! | #REF! | #REF! | #REF! | #REF! | #REF! | #REF! | #REF! | #REF! | #REF! | #REF! | #REF! | #REF! | #REF! | #REF! | #REF! | #REF! | #REF! | #REF! | #REF! | #REF! | #REF! | #REF! | #REF! | #REF! | #REF! | #REF! | #REF! | #REF! | #REF! | #REF! | #REF! | #REF! | #REF! | #REF! | #REF! | #REF! | #REF! | #REF! | #REF! | #REF! | #REF! | #REF! | #REF! | #REF! | #REF! | #REF! | #REF!
92 | [16 empty] | 0 | 0 | [11 empty] | 0 | 0 | S115 | S114 | 0 | 0 | 0 |  | #REF! | #REF! | #REF! | #REF! | #REF! | #REF! | #REF! | #REF! | #REF! | #REF! | #REF! | #REF! | #REF! | #REF! | #REF! | #REF! | #REF! | #REF! | #REF! | #REF! | #REF! | #REF! | #REF! | #REF! | #REF! | #REF! | #REF! | #REF! | #REF! | #REF! | #REF! | #REF! | #REF! | #REF! | #REF! | #REF! | #REF! | #REF! | #REF! | #REF! | #REF! | #REF! | #REF! | #REF! | #REF! | #REF! | #REF! | #REF! | #REF! | #REF! | #REF! | #REF! | #REF! | #REF! | #REF! | #REF! | #REF! | #REF! | #REF! | #REF! |  | #REF! | #REF! | #REF! | #REF! | #REF! | #REF! | #REF! | #REF! | #REF! | #REF! | #REF! | #REF! | #REF! | #REF! | #REF! | #REF! | #REF! | #REF! | #REF! | #REF! | #REF! | #REF! | #REF! | #REF! | #REF! | #REF! | #REF! | #REF! | #REF! | #REF! | #REF! | #REF! | #REF! | #REF! | #REF! | #REF! | #REF! | #REF! | #REF! | #REF! | #REF! | #REF! | #REF! | #REF! | #REF! | #REF! | #REF! | #REF! | #REF! | #REF! | #REF! | #REF! | #REF! | #REF! | #REF! | #REF! | #REF! | #REF! | #REF! | #REF!
93 | [16 empty] | 0 | 0 | [11 empty] | 0 | 0 | S116 | S115 | 0 | 0 | 0 |  | #REF! | #REF! | #REF! | #REF! | #REF! | #REF! | #REF! | #REF! | #REF! | #REF! | #REF! | #REF! | #REF! | #REF! | #REF! | #REF! | #REF! | #REF! | #REF! | #REF! | #REF! | #REF! | #REF! | #REF! | #REF! | #REF! | #REF! | #REF! | #REF! | #REF! | #REF! | #REF! | #REF! | #REF! | #REF! | #REF! | #REF! | #REF! | #REF! | #REF! | #REF! | #REF! | #REF! | #REF! | #REF! | #REF! | #REF! | #REF! | #REF! | #REF! | #REF! | #REF! | #REF! | #REF! | #REF! | #REF! | #REF! | #REF! | #REF! | #REF! |  | #REF! | #REF! | #REF! | #REF! | #REF! | #REF! | #REF! | #REF! | #REF! | #REF! | #REF! | #REF! | #REF! | #REF! | #REF! | #REF! | #REF! | #REF! | #REF! | #REF! | #REF! | #REF! | #REF! | #REF! | #REF! | #REF! | #REF! | #REF! | #REF! | #REF! | #REF! | #REF! | #REF! | #REF! | #REF! | #REF! | #REF! | #REF! | #REF! | #REF! | #REF! | #REF! | #REF! | #REF! | #REF! | #REF! | #REF! | #REF! | #REF! | #REF! | #REF! | #REF! | #REF! | #REF! | #REF! | #REF! | #REF! | #REF! | #REF! | #REF!
94 | [16 empty] | 0 | 0 | [11 empty] | 0 | 0 | S117 | S116 | 0 | 0 | 0 |  | #REF! | #REF! | #REF! | #REF! | #REF! | #REF! | #REF! | #REF! | #REF! | #REF! | #REF! | #REF! | #REF! | #REF! | #REF! | #REF! | #REF! | #REF! | #REF! | #REF! | #REF! | #REF! | #REF! | #REF! | #REF! | #REF! | #REF! | #REF! | #REF! | #REF! | #REF! | #REF! | #REF! | #REF! | #REF! | #REF! | #REF! | #REF! | #REF! | #REF! | #REF! | #REF! | #REF! | #REF! | #REF! | #REF! | #REF! | #REF! | #REF! | #REF! | #REF! | #REF! | #REF! | #REF! | #REF! | #REF! | #REF! | #REF! | #REF! | #REF! |  | #REF! | #REF! | #REF! | #REF! | #REF! | #REF! | #REF! | #REF! | #REF! | #REF! | #REF! | #REF! | #REF! | #REF! | #REF! | #REF! | #REF! | #REF! | #REF! | #REF! | #REF! | #REF! | #REF! | #REF! | #REF! | #REF! | #REF! | #REF! | #REF! | #REF! | #REF! | #REF! | #REF! | #REF! | #REF! | #REF! | #REF! | #REF! | #REF! | #REF! | #REF! | #REF! | #REF! | #REF! | #REF! | #REF! | #REF! | #REF! | #REF! | #REF! | #REF! | #REF! | #REF! | #REF! | #REF! | #REF! | #REF! | #REF! | #REF! | #REF!
95 | [16 empty] | 0 | 0 | [11 empty] | 0 | 0 | S118 | S117 | 0 | 0 | 0 |  | #REF! | #REF! | #REF! | #REF! | #REF! | #REF! | #REF! | #REF! | #REF! | #REF! | #REF! | #REF! | #REF! | #REF! | #REF! | #REF! | #REF! | #REF! | #REF! | #REF! | #REF! | #REF! | #REF! | #REF! | #REF! | #REF! | #REF! | #REF! | #REF! | #REF! | #REF! | #REF! | #REF! | #REF! | #REF! | #REF! | #REF! | #REF! | #REF! | #REF! | #REF! | #REF! | #REF! | #REF! | #REF! | #REF! | #REF! | #REF! | #REF! | #REF! | #REF! | #REF! | #REF! | #REF! | #REF! | #REF! | #REF! | #REF! | #REF! | #REF! |  | #REF! | #REF! | #REF! | #REF! | #REF! | #REF! | #REF! | #REF! | #REF! | #REF! | #REF! | #REF! | #REF! | #REF! | #REF! | #REF! | #REF! | #REF! | #REF! | #REF! | #REF! | #REF! | #REF! | #REF! | #REF! | #REF! | #REF! | #REF! | #REF! | #REF! | #REF! | #REF! | #REF! | #REF! | #REF! | #REF! | #REF! | #REF! | #REF! | #REF! | #REF! | #REF! | #REF! | #REF! | #REF! | #REF! | #REF! | #REF! | #REF! | #REF! | #REF! | #REF! | #REF! | #REF! | #REF! | #REF! | #REF! | #REF! | #REF! | #REF!
96 | [16 empty] | 0 | 0 | [11 empty] | 0 | 0 | S119 | S118 | 0 | 0 | 0 |  | #REF! | #REF! | #REF! | #REF! | #REF! | #REF! | #REF! | #REF! | #REF! | #REF! | #REF! | #REF! | #REF! | #REF! | #REF! | #REF! | #REF! | #REF! | #REF! | #REF! | #REF! | #REF! | #REF! | #REF! | #REF! | #REF! | #REF! | #REF! | #REF! | #REF! | #REF! | #REF! | #REF! | #REF! | #REF! | #REF! | #REF! | #REF! | #REF! | #REF! | #REF! | #REF! | #REF! | #REF! | #REF! | #REF! | #REF! | #REF! | #REF! | #REF! | #REF! | #REF! | #REF! | #REF! | #REF! | #REF! | #REF! | #REF! | #REF! | #REF! |  | #REF! | #REF! | #REF! | #REF! | #REF! | #REF! | #REF! | #REF! | #REF! | #REF! | #REF! | #REF! | #REF! | #REF! | #REF! | #REF! | #REF! | #REF! | #REF! | #REF! | #REF! | #REF! | #REF! | #REF! | #REF! | #REF! | #REF! | #REF! | #REF! | #REF! | #REF! | #REF! | #REF! | #REF! | #REF! | #REF! | #REF! | #REF! | #REF! | #REF! | #REF! | #REF! | #REF! | #REF! | #REF! | #REF! | #REF! | #REF! | #REF! | #REF! | #REF! | #REF! | #REF! | #REF! | #REF! | #REF! | #REF! | #REF! | #REF! | #REF!
97 | [16 empty] | 0 | 0 | [11 empty] | 0 | 0 | S120 | S119 | 0 | 0 | 0 |  | #REF! | #REF! | #REF! | #REF! | #REF! | #REF! | #REF! | #REF! | #REF! | #REF! | #REF! | #REF! | #REF! | #REF! | #REF! | #REF! | #REF! | #REF! | #REF! | #REF! | #REF! | #REF! | #REF! | #REF! | #REF! | #REF! | #REF! | #REF! | #REF! | #REF! | #REF! | #REF! | #REF! | #REF! | #REF! | #REF! | #REF! | #REF! | #REF! | #REF! | #REF! | #REF! | #REF! | #REF! | #REF! | #REF! | #REF! | #REF! | #REF! | #REF! | #REF! | #REF! | #REF! | #REF! | #REF! | #REF! | #REF! | #REF! | #REF! | #REF! |  | #REF! | #REF! | #REF! | #REF! | #REF! | #REF! | #REF! | #REF! | #REF! | #REF! | #REF! | #REF! | #REF! | #REF! | #REF! | #REF! | #REF! | #REF! | #REF! | #REF! | #REF! | #REF! | #REF! | #REF! | #REF! | #REF! | #REF! | #REF! | #REF! | #REF! | #REF! | #REF! | #REF! | #REF! | #REF! | #REF! | #REF! | #REF! | #REF! | #REF! | #REF! | #REF! | #REF! | #REF! | #REF! | #REF! | #REF! | #REF! | #REF! | #REF! | #REF! | #REF! | #REF! | #REF! | #REF! | #REF! | #REF! | #REF! | #REF! | #REF!
98 | [16 empty] | 0 | 0 | [11 empty] | 0 | 0 | S121 | S120 | 0 | 0 | 0 |  | #REF! | #REF! | #REF! | #REF! | #REF! | #REF! | #REF! | #REF! | #REF! | #REF! | #REF! | #REF! | #REF! | #REF! | #REF! | #REF! | #REF! | #REF! | #REF! | #REF! | #REF! | #REF! | #REF! | #REF! | #REF! | #REF! | #REF! | #REF! | #REF! | #REF! | #REF! | #REF! | #REF! | #REF! | #REF! | #REF! | #REF! | #REF! | #REF! | #REF! | #REF! | #REF! | #REF! | #REF! | #REF! | #REF! | #REF! | #REF! | #REF! | #REF! | #REF! | #REF! | #REF! | #REF! | #REF! | #REF! | #REF! | #REF! | #REF! | #REF! |  | #REF! | #REF! | #REF! | #REF! | #REF! | #REF! | #REF! | #REF! | #REF! | #REF! | #REF! | #REF! | #REF! | #REF! | #REF! | #REF! | #REF! | #REF! | #REF! | #REF! | #REF! | #REF! | #REF! | #REF! | #REF! | #REF! | #REF! | #REF! | #REF! | #REF! | #REF! | #REF! | #REF! | #REF! | #REF! | #REF! | #REF! | #REF! | #REF! | #REF! | #REF! | #REF! | #REF! | #REF! | #REF! | #REF! | #REF! | #REF! | #REF! | #REF! | #REF! | #REF! | #REF! | #REF! | #REF! | #REF! | #REF! | #REF! | #REF! | #REF!
99 | [16 empty] | 0 | 0 | [11 empty] | 0 | 0 | S122 | S121 | 0 | 0 | 0 |  | #REF! | #REF! | #REF! | #REF! | #REF! | #REF! | #REF! | #REF! | #REF! | #REF! | #REF! | #REF! | #REF! | #REF! | #REF! | #REF! | #REF! | #REF! | #REF! | #REF! | #REF! | #REF! | #REF! | #REF! | #REF! | #REF! | #REF! | #REF! | #REF! | #REF! | #REF! | #REF! | #REF! | #REF! | #REF! | #REF! | #REF! | #REF! | #REF! | #REF! | #REF! | #REF! | #REF! | #REF! | #REF! | #REF! | #REF! | #REF! | #REF! | #REF! | #REF! | #REF! | #REF! | #REF! | #REF! | #REF! | #REF! | #REF! | #REF! | #REF! |  | #REF! | #REF! | #REF! | #REF! | #REF! | #REF! | #REF! | #REF! | #REF! | #REF! | #REF! | #REF! | #REF! | #REF! | #REF! | #REF! | #REF! | #REF! | #REF! | #REF! | #REF! | #REF! | #REF! | #REF! | #REF! | #REF! | #REF! | #REF! | #REF! | #REF! | #REF! | #REF! | #REF! | #REF! | #REF! | #REF! | #REF! | #REF! | #REF! | #REF! | #REF! | #REF! | #REF! | #REF! | #REF! | #REF! | #REF! | #REF! | #REF! | #REF! | #REF! | #REF! | #REF! | #REF! | #REF! | #REF! | #REF! | #REF! | #REF! | #REF!
100 | [16 empty] | 0 | 0 | [11 empty] | 0 | 0 | S123 | S122 | 0 | 0 | 0 |  | #REF! | #REF! | #REF! | #REF! | #REF! | #REF! | #REF! | #REF! | #REF! | #REF! | #REF! | #REF! | #REF! | #REF! | #REF! | #REF! | #REF! | #REF! | #REF! | #REF! | #REF! | #REF! | #REF! | #REF! | #REF! | #REF! | #REF! | #REF! | #REF! | #REF! | #REF! | #REF! | #REF! | #REF! | #REF! | #REF! | #REF! | #REF! | #REF! | #REF! | #REF! | #REF! | #REF! | #REF! | #REF! | #REF! | #REF! | #REF! | #REF! | #REF! | #REF! | #REF! | #REF! | #REF! | #REF! | #REF! | #REF! | #REF! | #REF! | #REF! |  | #REF! | #REF! | #REF! | #REF! | #REF! | #REF! | #REF! | #REF! | #REF! | #REF! | #REF! | #REF! | #REF! | #REF! | #REF! | #REF! | #REF! | #REF! | #REF! | #REF! | #REF! | #REF! | #REF! | #REF! | #REF! | #REF! | #REF! | #REF! | #REF! | #REF! | #REF! | #REF! | #REF! | #REF! | #REF! | #REF! | #REF! | #REF! | #REF! | #REF! | #REF! | #REF! | #REF! | #REF! | #REF! | #REF! | #REF! | #REF! | #REF! | #REF! | #REF! | #REF! | #REF! | #REF! | #REF! | #REF! | #REF! | #REF! | #REF! | #REF!
101 | [16 empty] | 0 | 0 | [11 empty] | 0 | 0 | S124 | S123 | 0 | 0 | 0 |  | #REF! | #REF! | #REF! | #REF! | #REF! | #REF! | #REF! | #REF! | #REF! | #REF! | #REF! | #REF! | #REF! | #REF! | #REF! | #REF! | #REF! | #REF! | #REF! | #REF! | #REF! | #REF! | #REF! | #REF! | #REF! | #REF! | #REF! | #REF! | #REF! | #REF! | #REF! | #REF! | #REF! | #REF! | #REF! | #REF! | #REF! | #REF! | #REF! | #REF! | #REF! | #REF! | #REF! | #REF! | #REF! | #REF! | #REF! | #REF! | #REF! | #REF! | #REF! | #REF! | #REF! | #REF! | #REF! | #REF! | #REF! | #REF! | #REF! | #REF! |  | #REF! | #REF! | #REF! | #REF! | #REF! | #REF! | #REF! | #REF! | #REF! | #REF! | #REF! | #REF! | #REF! | #REF! | #REF! | #REF! | #REF! | #REF! | #REF! | #REF! | #REF! | #REF! | #REF! | #REF! | #REF! | #REF! | #REF! | #REF! | #REF! | #REF! | #REF! | #REF! | #REF! | #REF! | #REF! | #REF! | #REF! | #REF! | #REF! | #REF! | #REF! | #REF! | #REF! | #REF! | #REF! | #REF! | #REF! | #REF! | #REF! | #REF! | #REF! | #REF! | #REF! | #REF! | #REF! | #REF! | #REF! | #REF! | #REF! | #REF!
102 | [16 empty] | 0 | 0 | [11 empty] | 0 | 0 | S125 | S124 | 0 | 0 | 0 |  | #REF! | #REF! | #REF! | #REF! | #REF! | #REF! | #REF! | #REF! | #REF! | #REF! | #REF! | #REF! | #REF! | #REF! | #REF! | #REF! | #REF! | #REF! | #REF! | #REF! | #REF! | #REF! | #REF! | #REF! | #REF! | #REF! | #REF! | #REF! | #REF! | #REF! | #REF! | #REF! | #REF! | #REF! | #REF! | #REF! | #REF! | #REF! | #REF! | #REF! | #REF! | #REF! | #REF! | #REF! | #REF! | #REF! | #REF! | #REF! | #REF! | #REF! | #REF! | #REF! | #REF! | #REF! | #REF! | #REF! | #REF! | #REF! | #REF! | #REF! |  | #REF! | #REF! | #REF! | #REF! | #REF! | #REF! | #REF! | #REF! | #REF! | #REF! | #REF! | #REF! | #REF! | #REF! | #REF! | #REF! | #REF! | #REF! | #REF! | #REF! | #REF! | #REF! | #REF! | #REF! | #REF! | #REF! | #REF! | #REF! | #REF! | #REF! | #REF! | #REF! | #REF! | #REF! | #REF! | #REF! | #REF! | #REF! | #REF! | #REF! | #REF! | #REF! | #REF! | #REF! | #REF! | #REF! | #REF! | #REF! | #REF! | #REF! | #REF! | #REF! | #REF! | #REF! | #REF! | #REF! | #REF! | #REF! | #REF! | #REF!
103 | [16 empty] | 0 | 0 | [11 empty] | 0 | 0 | S126 | S125 | 0 | 0 | 0 |  | #REF! | #REF! | #REF! | #REF! | #REF! | #REF! | #REF! | #REF! | #REF! | #REF! | #REF! | #REF! | #REF! | #REF! | #REF! | #REF! | #REF! | #REF! | #REF! | #REF! | #REF! | #REF! | #REF! | #REF! | #REF! | #REF! | #REF! | #REF! | #REF! | #REF! | #REF! | #REF! | #REF! | #REF! | #REF! | #REF! | #REF! | #REF! | #REF! | #REF! | #REF! | #REF! | #REF! | #REF! | #REF! | #REF! | #REF! | #REF! | #REF! | #REF! | #REF! | #REF! | #REF! | #REF! | #REF! | #REF! | #REF! | #REF! | #REF! | #REF! |  | #REF! | #REF! | #REF! | #REF! | #REF! | #REF! | #REF! | #REF! | #REF! | #REF! | #REF! | #REF! | #REF! | #REF! | #REF! | #REF! | #REF! | #REF! | #REF! | #REF! | #REF! | #REF! | #REF! | #REF! | #REF! | #REF! | #REF! | #REF! | #REF! | #REF! | #REF! | #REF! | #REF! | #REF! | #REF! | #REF! | #REF! | #REF! | #REF! | #REF! | #REF! | #REF! | #REF! | #REF! | #REF! | #REF! | #REF! | #REF! | #REF! | #REF! | #REF! | #REF! | #REF! | #REF! | #REF! | #REF! | #REF! | #REF! | #REF! | #REF!
104 | [16 empty] | 0 | 0 | [11 empty] | 0 | 0 | S127 | S126 | 0 | 0 | 0 |  | #REF! | #REF! | #REF! | #REF! | #REF! | #REF! | #REF! | #REF! | #REF! | #REF! | #REF! | #REF! | #REF! | #REF! | #REF! | #REF! | #REF! | #REF! | #REF! | #REF! | #REF! | #REF! | #REF! | #REF! | #REF! | #REF! | #REF! | #REF! | #REF! | #REF! | #REF! | #REF! | #REF! | #REF! | #REF! | #REF! | #REF! | #REF! | #REF! | #REF! | #REF! | #REF! | #REF! | #REF! | #REF! | #REF! | #REF! | #REF! | #REF! | #REF! | #REF! | #REF! | #REF! | #REF! | #REF! | #REF! | #REF! | #REF! | #REF! | #REF! |  | #REF! | #REF! | #REF! | #REF! | #REF! | #REF! | #REF! | #REF! | #REF! | #REF! | #REF! | #REF! | #REF! | #REF! | #REF! | #REF! | #REF! | #REF! | #REF! | #REF! | #REF! | #REF! | #REF! | #REF! | #REF! | #REF! | #REF! | #REF! | #REF! | #REF! | #REF! | #REF! | #REF! | #REF! | #REF! | #REF! | #REF! | #REF! | #REF! | #REF! | #REF! | #REF! | #REF! | #REF! | #REF! | #REF! | #REF! | #REF! | #REF! | #REF! | #REF! | #REF! | #REF! | #REF! | #REF! | #REF! | #REF! | #REF! | #REF! | #REF!
105 | [16 empty] | 0 | 0 | [11 empty] | 0 | 0 | S128 | S127 | 0 | 0 | 0 |  | #REF! | #REF! | #REF! | #REF! | #REF! | #REF! | #REF! | #REF! | #REF! | #REF! | #REF! | #REF! | #REF! | #REF! | #REF! | #REF! | #REF! | #REF! | #REF! | #REF! | #REF! | #REF! | #REF! | #REF! | #REF! | #REF! | #REF! | #REF! | #REF! | #REF! | #REF! | #REF! | #REF! | #REF! | #REF! | #REF! | #REF! | #REF! | #REF! | #REF! | #REF! | #REF! | #REF! | #REF! | #REF! | #REF! | #REF! | #REF! | #REF! | #REF! | #REF! | #REF! | #REF! | #REF! | #REF! | #REF! | #REF! | #REF! | #REF! | #REF! |  | #REF! | #REF! | #REF! | #REF! | #REF! | #REF! | #REF! | #REF! | #REF! | #REF! | #REF! | #REF! | #REF! | #REF! | #REF! | #REF! | #REF! | #REF! | #REF! | #REF! | #REF! | #REF! | #REF! | #REF! | #REF! | #REF! | #REF! | #REF! | #REF! | #REF! | #REF! | #REF! | #REF! | #REF! | #REF! | #REF! | #REF! | #REF! | #REF! | #REF! | #REF! | #REF! | #REF! | #REF! | #REF! | #REF! | #REF! | #REF! | #REF! | #REF! | #REF! | #REF! | #REF! | #REF! | #REF! | #REF! | #REF! | #REF! | #REF! | #REF!
106 | [16 empty] | 0 | 0 | [11 empty] | 0 | 0 | S129 | S128 | 0 | 0 | 0 |  | #REF! | #REF! | #REF! | #REF! | #REF! | #REF! | #REF! | #REF! | #REF! | #REF! | #REF! | #REF! | #REF! | #REF! | #REF! | #REF! | #REF! | #REF! | #REF! | #REF! | #REF! | #REF! | #REF! | #REF! | #REF! | #REF! | #REF! | #REF! | #REF! | #REF! | #REF! | #REF! | #REF! | #REF! | #REF! | #REF! | #REF! | #REF! | #REF! | #REF! | #REF! | #REF! | #REF! | #REF! | #REF! | #REF! | #REF! | #REF! | #REF! | #REF! | #REF! | #REF! | #REF! | #REF! | #REF! | #REF! | #REF! | #REF! | #REF! | #REF! |  | #REF! | #REF! | #REF! | #REF! | #REF! | #REF! | #REF! | #REF! | #REF! | #REF! | #REF! | #REF! | #REF! | #REF! | #REF! | #REF! | #REF! | #REF! | #REF! | #REF! | #REF! | #REF! | #REF! | #REF! | #REF! | #REF! | #REF! | #REF! | #REF! | #REF! | #REF! | #REF! | #REF! | #REF! | #REF! | #REF! | #REF! | #REF! | #REF! | #REF! | #REF! | #REF! | #REF! | #REF! | #REF! | #REF! | #REF! | #REF! | #REF! | #REF! | #REF! | #REF! | #REF! | #REF! | #REF! | #REF! | #REF! | #REF! | #REF! | #REF!
107 | [16 empty] | 0 | 0 | [11 empty] | 0 | 0 | S130 | S129 | 0 | 0 | 0 |  | #REF! | #REF! | #REF! | #REF! | #REF! | #REF! | #REF! | #REF! | #REF! | #REF! | #REF! | #REF! | #REF! | #REF! | #REF! | #REF! | #REF! | #REF! | #REF! | #REF! | #REF! | #REF! | #REF! | #REF! | #REF! | #REF! | #REF! | #REF! | #REF! | #REF! | #REF! | #REF! | #REF! | #REF! | #REF! | #REF! | #REF! | #REF! | #REF! | #REF! | #REF! | #REF! | #REF! | #REF! | #REF! | #REF! | #REF! | #REF! | #REF! | #REF! | #REF! | #REF! | #REF! | #REF! | #REF! | #REF! | #REF! | #REF! | #REF! | #REF! |  | #REF! | #REF! | #REF! | #REF! | #REF! | #REF! | #REF! | #REF! | #REF! | #REF! | #REF! | #REF! | #REF! | #REF! | #REF! | #REF! | #REF! | #REF! | #REF! | #REF! | #REF! | #REF! | #REF! | #REF! | #REF! | #REF! | #REF! | #REF! | #REF! | #REF! | #REF! | #REF! | #REF! | #REF! | #REF! | #REF! | #REF! | #REF! | #REF! | #REF! | #REF! | #REF! | #REF! | #REF! | #REF! | #REF! | #REF! | #REF! | #REF! | #REF! | #REF! | #REF! | #REF! | #REF! | #REF! | #REF! | #REF! | #REF! | #REF! | #REF!
108 | [16 empty] | 0 | 0 | [11 empty] | 0 | 0 | S131 | S130 | 0 | 0 | 0 |  | #REF! | #REF! | #REF! | #REF! | #REF! | #REF! | #REF! | #REF! | #REF! | #REF! | #REF! | #REF! | #REF! | #REF! | #REF! | #REF! | #REF! | #REF! | #REF! | #REF! | #REF! | #REF! | #REF! | #REF! | #REF! | #REF! | #REF! | #REF! | #REF! | #REF! | #REF! | #REF! | #REF! | #REF! | #REF! | #REF! | #REF! | #REF! | #REF! | #REF! | #REF! | #REF! | #REF! | #REF! | #REF! | #REF! | #REF! | #REF! | #REF! | #REF! | #REF! | #REF! | #REF! | #REF! | #REF! | #REF! | #REF! | #REF! | #REF! | #REF! |  | #REF! | #REF! | #REF! | #REF! | #REF! | #REF! | #REF! | #REF! | #REF! | #REF! | #REF! | #REF! | #REF! | #REF! | #REF! | #REF! | #REF! | #REF! | #REF! | #REF! | #REF! | #REF! | #REF! | #REF! | #REF! | #REF! | #REF! | #REF! | #REF! | #REF! | #REF! | #REF! | #REF! | #REF! | #REF! | #REF! | #REF! | #REF! | #REF! | #REF! | #REF! | #REF! | #REF! | #REF! | #REF! | #REF! | #REF! | #REF! | #REF! | #REF! | #REF! | #REF! | #REF! | #REF! | #REF! | #REF! | #REF! | #REF! | #REF! | #REF!
109 | [16 empty] | 0 | 0 | [11 empty] | 0 | 0 | S132 | S131 | 0 | 0 | 0 |  | #REF! | #REF! | #REF! | #REF! | #REF! | #REF! | #REF! | #REF! | #REF! | #REF! | #REF! | #REF! | #REF! | #REF! | #REF! | #REF! | #REF! | #REF! | #REF! | #REF! | #REF! | #REF! | #REF! | #REF! | #REF! | #REF! | #REF! | #REF! | #REF! | #REF! | #REF! | #REF! | #REF! | #REF! | #REF! | #REF! | #REF! | #REF! | #REF! | #REF! | #REF! | #REF! | #REF! | #REF! | #REF! | #REF! | #REF! | #REF! | #REF! | #REF! | #REF! | #REF! | #REF! | #REF! | #REF! | #REF! | #REF! | #REF! | #REF! | #REF! |  | #REF! | #REF! | #REF! | #REF! | #REF! | #REF! | #REF! | #REF! | #REF! | #REF! | #REF! | #REF! | #REF! | #REF! | #REF! | #REF! | #REF! | #REF! | #REF! | #REF! | #REF! | #REF! | #REF! | #REF! | #REF! | #REF! | #REF! | #REF! | #REF! | #REF! | #REF! | #REF! | #REF! | #REF! | #REF! | #REF! | #REF! | #REF! | #REF! | #REF! | #REF! | #REF! | #REF! | #REF! | #REF! | #REF! | #REF! | #REF! | #REF! | #REF! | #REF! | #REF! | #REF! | #REF! | #REF! | #REF! | #REF! | #REF! | #REF! | #REF!
110 | [16 empty] | 0 | 0 | [11 empty] | 0 | 0 | S133 | S132 | 0 | 0 | 0 |  | #REF! | #REF! | #REF! | #REF! | #REF! | #REF! | #REF! | #REF! | #REF! | #REF! | #REF! | #REF! | #REF! | #REF! | #REF! | #REF! | #REF! | #REF! | #REF! | #REF! | #REF! | #REF! | #REF! | #REF! | #REF! | #REF! | #REF! | #REF! | #REF! | #REF! | #REF! | #REF! | #REF! | #REF! | #REF! | #REF! | #REF! | #REF! | #REF! | #REF! | #REF! | #REF! | #REF! | #REF! | #REF! | #REF! | #REF! | #REF! | #REF! | #REF! | #REF! | #REF! | #REF! | #REF! | #REF! | #REF! | #REF! | #REF! | #REF! | #REF! |  | #REF! | #REF! | #REF! | #REF! | #REF! | #REF! | #REF! | #REF! | #REF! | #REF! | #REF! | #REF! | #REF! | #REF! | #REF! | #REF! | #REF! | #REF! | #REF! | #REF! | #REF! | #REF! | #REF! | #REF! | #REF! | #REF! | #REF! | #REF! | #REF! | #REF! | #REF! | #REF! | #REF! | #REF! | #REF! | #REF! | #REF! | #REF! | #REF! | #REF! | #REF! | #REF! | #REF! | #REF! | #REF! | #REF! | #REF! | #REF! | #REF! | #REF! | #REF! | #REF! | #REF! | #REF! | #REF! | #REF! | #REF! | #REF! | #REF! | #REF!
111 | [16 empty] | 0 | 0 | [11 empty] | 0 | 0 | S134 | S133 | 0 | 0 | 0 |  | #REF! | #REF! | #REF! | #REF! | #REF! | #REF! | #REF! | #REF! | #REF! | #REF! | #REF! | #REF! | #REF! | #REF! | #REF! | #REF! | #REF! | #REF! | #REF! | #REF! | #REF! | #REF! | #REF! | #REF! | #REF! | #REF! | #REF! | #REF! | #REF! | #REF! | #REF! | #REF! | #REF! | #REF! | #REF! | #REF! | #REF! | #REF! | #REF! | #REF! | #REF! | #REF! | #REF! | #REF! | #REF! | #REF! | #REF! | #REF! | #REF! | #REF! | #REF! | #REF! | #REF! | #REF! | #REF! | #REF! | #REF! | #REF! | #REF! | #REF! |  | #REF! | #REF! | #REF! | #REF! | #REF! | #REF! | #REF! | #REF! | #REF! | #REF! | #REF! | #REF! | #REF! | #REF! | #REF! | #REF! | #REF! | #REF! | #REF! | #REF! | #REF! | #REF! | #REF! | #REF! | #REF! | #REF! | #REF! | #REF! | #REF! | #REF! | #REF! | #REF! | #REF! | #REF! | #REF! | #REF! | #REF! | #REF! | #REF! | #REF! | #REF! | #REF! | #REF! | #REF! | #REF! | #REF! | #REF! | #REF! | #REF! | #REF! | #REF! | #REF! | #REF! | #REF! | #REF! | #REF! | #REF! | #REF! | #REF! | #REF!
112 | [16 empty] | 0 | 0 | [11 empty] | 0 | 0 | S135 | S134 | 0 | 0 | 0 |  | #REF! | #REF! | #REF! | #REF! | #REF! | #REF! | #REF! | #REF! | #REF! | #REF! | #REF! | #REF! | #REF! | #REF! | #REF! | #REF! | #REF! | #REF! | #REF! | #REF! | #REF! | #REF! | #REF! | #REF! | #REF! | #REF! | #REF! | #REF! | #REF! | #REF! | #REF! | #REF! | #REF! | #REF! | #REF! | #REF! | #REF! | #REF! | #REF! | #REF! | #REF! | #REF! | #REF! | #REF! | #REF! | #REF! | #REF! | #REF! | #REF! | #REF! | #REF! | #REF! | #REF! | #REF! | #REF! | #REF! | #REF! | #REF! | #REF! | #REF! |  | #REF! | #REF! | #REF! | #REF! | #REF! | #REF! | #REF! | #REF! | #REF! | #REF! | #REF! | #REF! | #REF! | #REF! | #REF! | #REF! | #REF! | #REF! | #REF! | #REF! | #REF! | #REF! | #REF! | #REF! | #REF! | #REF! | #REF! | #REF! | #REF! | #REF! | #REF! | #REF! | #REF! | #REF! | #REF! | #REF! | #REF! | #REF! | #REF! | #REF! | #REF! | #REF! | #REF! | #REF! | #REF! | #REF! | #REF! | #REF! | #REF! | #REF! | #REF! | #REF! | #REF! | #REF! | #REF! | #REF! | #REF! | #REF! | #REF! | #REF!
113 | [16 empty] | 0 | 0 | [11 empty] | 0 | 0 | S136 | S135 | 0 | 0 | 0 |  | #REF! | #REF! | #REF! | #REF! | #REF! | #REF! | #REF! | #REF! | #REF! | #REF! | #REF! | #REF! | #REF! | #REF! | #REF! | #REF! | #REF! | #REF! | #REF! | #REF! | #REF! | #REF! | #REF! | #REF! | #REF! | #REF! | #REF! | #REF! | #REF! | #REF! | #REF! | #REF! | #REF! | #REF! | #REF! | #REF! | #REF! | #REF! | #REF! | #REF! | #REF! | #REF! | #REF! | #REF! | #REF! | #REF! | #REF! | #REF! | #REF! | #REF! | #REF! | #REF! | #REF! | #REF! | #REF! | #REF! | #REF! | #REF! | #REF! | #REF! |  | #REF! | #REF! | #REF! | #REF! | #REF! | #REF! | #REF! | #REF! | #REF! | #REF! | #REF! | #REF! | #REF! | #REF! | #REF! | #REF! | #REF! | #REF! | #REF! | #REF! | #REF! | #REF! | #REF! | #REF! | #REF! | #REF! | #REF! | #REF! | #REF! | #REF! | #REF! | #REF! | #REF! | #REF! | #REF! | #REF! | #REF! | #REF! | #REF! | #REF! | #REF! | #REF! | #REF! | #REF! | #REF! | #REF! | #REF! | #REF! | #REF! | #REF! | #REF! | #REF! | #REF! | #REF! | #REF! | #REF! | #REF! | #REF! | #REF! | #REF!
114 | [16 empty] | 0 | 0 | [11 empty] | 0 | 0 | S137 | S136 | 0 | 0 | 0 |  | #REF! | #REF! | #REF! | #REF! | #REF! | #REF! | #REF! | #REF! | #REF! | #REF! | #REF! | #REF! | #REF! | #REF! | #REF! | #REF! | #REF! | #REF! | #REF! | #REF! | #REF! | #REF! | #REF! | #REF! | #REF! | #REF! | #REF! | #REF! | #REF! | #REF! | #REF! | #REF! | #REF! | #REF! | #REF! | #REF! | #REF! | #REF! | #REF! | #REF! | #REF! | #REF! | #REF! | #REF! | #REF! | #REF! | #REF! | #REF! | #REF! | #REF! | #REF! | #REF! | #REF! | #REF! | #REF! | #REF! | #REF! | #REF! | #REF! | #REF! |  | #REF! | #REF! | #REF! | #REF! | #REF! | #REF! | #REF! | #REF! | #REF! | #REF! | #REF! | #REF! | #REF! | #REF! | #REF! | #REF! | #REF! | #REF! | #REF! | #REF! | #REF! | #REF! | #REF! | #REF! | #REF! | #REF! | #REF! | #REF! | #REF! | #REF! | #REF! | #REF! | #REF! | #REF! | #REF! | #REF! | #REF! | #REF! | #REF! | #REF! | #REF! | #REF! | #REF! | #REF! | #REF! | #REF! | #REF! | #REF! | #REF! | #REF! | #REF! | #REF! | #REF! | #REF! | #REF! | #REF! | #REF! | #REF! | #REF! | #REF!
115 | [16 empty] | 0 | 0 | [11 empty] | 0 | 0 | S138 | S137 | 0 | 0 | 0 |  | #REF! | #REF! | #REF! | #REF! | #REF! | #REF! | #REF! | #REF! | #REF! | #REF! | #REF! | #REF! | #REF! | #REF! | #REF! | #REF! | #REF! | #REF! | #REF! | #REF! | #REF! | #REF! | #REF! | #REF! | #REF! | #REF! | #REF! | #REF! | #REF! | #REF! | #REF! | #REF! | #REF! | #REF! | #REF! | #REF! | #REF! | #REF! | #REF! | #REF! | #REF! | #REF! | #REF! | #REF! | #REF! | #REF! | #REF! | #REF! | #REF! | #REF! | #REF! | #REF! | #REF! | #REF! | #REF! | #REF! | #REF! | #REF! | #REF! | #REF! |  | #REF! | #REF! | #REF! | #REF! | #REF! | #REF! | #REF! | #REF! | #REF! | #REF! | #REF! | #REF! | #REF! | #REF! | #REF! | #REF! | #REF! | #REF! | #REF! | #REF! | #REF! | #REF! | #REF! | #REF! | #REF! | #REF! | #REF! | #REF! | #REF! | #REF! | #REF! | #REF! | #REF! | #REF! | #REF! | #REF! | #REF! | #REF! | #REF! | #REF! | #REF! | #REF! | #REF! | #REF! | #REF! | #REF! | #REF! | #REF! | #REF! | #REF! | #REF! | #REF! | #REF! | #REF! | #REF! | #REF! | #REF! | #REF! | #REF! | #REF!
116 | [16 empty] | 0 | 0 | [11 empty] | 0 | 0 | S139 | S138 | 0 | 0 | 0 |  | #REF! | #REF! | #REF! | #REF! | #REF! | #REF! | #REF! | #REF! | #REF! | #REF! | #REF! | #REF! | #REF! | #REF! | #REF! | #REF! | #REF! | #REF! | #REF! | #REF! | #REF! | #REF! | #REF! | #REF! | #REF! | #REF! | #REF! | #REF! | #REF! | #REF! | #REF! | #REF! | #REF! | #REF! | #REF! | #REF! | #REF! | #REF! | #REF! | #REF! | #REF! | #REF! | #REF! | #REF! | #REF! | #REF! | #REF! | #REF! | #REF! | #REF! | #REF! | #REF! | #REF! | #REF! | #REF! | #REF! | #REF! | #REF! | #REF! | #REF! |  | #REF! | #REF! | #REF! | #REF! | #REF! | #REF! | #REF! | #REF! | #REF! | #REF! | #REF! | #REF! | #REF! | #REF! | #REF! | #REF! | #REF! | #REF! | #REF! | #REF! | #REF! | #REF! | #REF! | #REF! | #REF! | #REF! | #REF! | #REF! | #REF! | #REF! | #REF! | #REF! | #REF! | #REF! | #REF! | #REF! | #REF! | #REF! | #REF! | #REF! | #REF! | #REF! | #REF! | #REF! | #REF! | #REF! | #REF! | #REF! | #REF! | #REF! | #REF! | #REF! | #REF! | #REF! | #REF! | #REF! | #REF! | #REF! | #REF! | #REF!
117 | [16 empty] | 0 | 0 | [11 empty] | 0 | 0 | S140 | S139 | 0 | 0 | 0 |  | #REF! | #REF! | #REF! | #REF! | #REF! | #REF! | #REF! | #REF! | #REF! | #REF! | #REF! | #REF! | #REF! | #REF! | #REF! | #REF! | #REF! | #REF! | #REF! | #REF! | #REF! | #REF! | #REF! | #REF! | #REF! | #REF! | #REF! | #REF! | #REF! | #REF! | #REF! | #REF! | #REF! | #REF! | #REF! | #REF! | #REF! | #REF! | #REF! | #REF! | #REF! | #REF! | #REF! | #REF! | #REF! | #REF! | #REF! | #REF! | #REF! | #REF! | #REF! | #REF! | #REF! | #REF! | #REF! | #REF! | #REF! | #REF! | #REF! | #REF! |  | #REF! | #REF! | #REF! | #REF! | #REF! | #REF! | #REF! | #REF! | #REF! | #REF! | #REF! | #REF! | #REF! | #REF! | #REF! | #REF! | #REF! | #REF! | #REF! | #REF! | #REF! | #REF! | #REF! | #REF! | #REF! | #REF! | #REF! | #REF! | #REF! | #REF! | #REF! | #REF! | #REF! | #REF! | #REF! | #REF! | #REF! | #REF! | #REF! | #REF! | #REF! | #REF! | #REF! | #REF! | #REF! | #REF! | #REF! | #REF! | #REF! | #REF! | #REF! | #REF! | #REF! | #REF! | #REF! | #REF! | #REF! | #REF! | #REF! | #REF!
118 | [16 empty] | 0 | 0 | [11 empty] | 0 | 0 | S141 | S140 | 0 | 0 | 0 |  | #REF! | #REF! | #REF! | #REF! | #REF! | #REF! | #REF! | #REF! | #REF! | #REF! | #REF! | #REF! | #REF! | #REF! | #REF! | #REF! | #REF! | #REF! | #REF! | #REF! | #REF! | #REF! | #REF! | #REF! | #REF! | #REF! | #REF! | #REF! | #REF! | #REF! | #REF! | #REF! | #REF! | #REF! | #REF! | #REF! | #REF! | #REF! | #REF! | #REF! | #REF! | #REF! | #REF! | #REF! | #REF! | #REF! | #REF! | #REF! | #REF! | #REF! | #REF! | #REF! | #REF! | #REF! | #REF! | #REF! | #REF! | #REF! | #REF! | #REF! |  | #REF! | #REF! | #REF! | #REF! | #REF! | #REF! | #REF! | #REF! | #REF! | #REF! | #REF! | #REF! | #REF! | #REF! | #REF! | #REF! | #REF! | #REF! | #REF! | #REF! | #REF! | #REF! | #REF! | #REF! | #REF! | #REF! | #REF! | #REF! | #REF! | #REF! | #REF! | #REF! | #REF! | #REF! | #REF! | #REF! | #REF! | #REF! | #REF! | #REF! | #REF! | #REF! | #REF! | #REF! | #REF! | #REF! | #REF! | #REF! | #REF! | #REF! | #REF! | #REF! | #REF! | #REF! | #REF! | #REF! | #REF! | #REF! | #REF! | #REF!
119 | [16 empty] | 0 | 0 | [11 empty] | 0 | 0 | S142 | S141 | 0 | 0 | 0 |  | #REF! | #REF! | #REF! | #REF! | #REF! | #REF! | #REF! | #REF! | #REF! | #REF! | #REF! | #REF! | #REF! | #REF! | #REF! | #REF! | #REF! | #REF! | #REF! | #REF! | #REF! | #REF! | #REF! | #REF! | #REF! | #REF! | #REF! | #REF! | #REF! | #REF! | #REF! | #REF! | #REF! | #REF! | #REF! | #REF! | #REF! | #REF! | #REF! | #REF! | #REF! | #REF! | #REF! | #REF! | #REF! | #REF! | #REF! | #REF! | #REF! | #REF! | #REF! | #REF! | #REF! | #REF! | #REF! | #REF! | #REF! | #REF! | #REF! | #REF! |  | #REF! | #REF! | #REF! | #REF! | #REF! | #REF! | #REF! | #REF! | #REF! | #REF! | #REF! | #REF! | #REF! | #REF! | #REF! | #REF! | #REF! | #REF! | #REF! | #REF! | #REF! | #REF! | #REF! | #REF! | #REF! | #REF! | #REF! | #REF! | #REF! | #REF! | #REF! | #REF! | #REF! | #REF! | #REF! | #REF! | #REF! | #REF! | #REF! | #REF! | #REF! | #REF! | #REF! | #REF! | #REF! | #REF! | #REF! | #REF! | #REF! | #REF! | #REF! | #REF! | #REF! | #REF! | #REF! | #REF! | #REF! | #REF! | #REF! | #REF!
120 | [16 empty] | 0 | 0 | [11 empty] | 0 | 0 | S143 | S142 | 0 | 0 | 0 |  | #REF! | #REF! | #REF! | #REF! | #REF! | #REF! | #REF! | #REF! | #REF! | #REF! | #REF! | #REF! | #REF! | #REF! | #REF! | #REF! | #REF! | #REF! | #REF! | #REF! | #REF! | #REF! | #REF! | #REF! | #REF! | #REF! | #REF! | #REF! | #REF! | #REF! | #REF! | #REF! | #REF! | #REF! | #REF! | #REF! | #REF! | #REF! | #REF! | #REF! | #REF! | #REF! | #REF! | #REF! | #REF! | #REF! | #REF! | #REF! | #REF! | #REF! | #REF! | #REF! | #REF! | #REF! | #REF! | #REF! | #REF! | #REF! | #REF! | #REF! |  | #REF! | #REF! | #REF! | #REF! | #REF! | #REF! | #REF! | #REF! | #REF! | #REF! | #REF! | #REF! | #REF! | #REF! | #REF! | #REF! | #REF! | #REF! | #REF! | #REF! | #REF! | #REF! | #REF! | #REF! | #REF! | #REF! | #REF! | #REF! | #REF! | #REF! | #REF! | #REF! | #REF! | #REF! | #REF! | #REF! | #REF! | #REF! | #REF! | #REF! | #REF! | #REF! | #REF! | #REF! | #REF! | #REF! | #REF! | #REF! | #REF! | #REF! | #REF! | #REF! | #REF! | #REF! | #REF! | #REF! | #REF! | #REF! | #REF! | #REF!
121 | [16 empty] | 0 | 0 | [11 empty] | 0 | 0 | S144 | S143 | 0 | 0 | 0 |  | #REF! | #REF! | #REF! | #REF! | #REF! | #REF! | #REF! | #REF! | #REF! | #REF! | #REF! | #REF! | #REF! | #REF! | #REF! | #REF! | #REF! | #REF! | #REF! | #REF! | #REF! | #REF! | #REF! | #REF! | #REF! | #REF! | #REF! | #REF! | #REF! | #REF! | #REF! | #REF! | #REF! | #REF! | #REF! | #REF! | #REF! | #REF! | #REF! | #REF! | #REF! | #REF! | #REF! | #REF! | #REF! | #REF! | #REF! | #REF! | #REF! | #REF! | #REF! | #REF! | #REF! | #REF! | #REF! | #REF! | #REF! | #REF! | #REF! | #REF! |  | #REF! | #REF! | #REF! | #REF! | #REF! | #REF! | #REF! | #REF! | #REF! | #REF! | #REF! | #REF! | #REF! | #REF! | #REF! | #REF! | #REF! | #REF! | #REF! | #REF! | #REF! | #REF! | #REF! | #REF! | #REF! | #REF! | #REF! | #REF! | #REF! | #REF! | #REF! | #REF! | #REF! | #REF! | #REF! | #REF! | #REF! | #REF! | #REF! | #REF! | #REF! | #REF! | #REF! | #REF! | #REF! | #REF! | #REF! | #REF! | #REF! | #REF! | #REF! | #REF! | #REF! | #REF! | #REF! | #REF! | #REF! | #REF! | #REF! | #REF!
122 | [16 empty] | 0 | 0 | [11 empty] | 0 | 0 | S145 | S144 | 0 | 0 | 0 |  | #REF! | #REF! | #REF! | #REF! | #REF! | #REF! | #REF! | #REF! | #REF! | #REF! | #REF! | #REF! | #REF! | #REF! | #REF! | #REF! | #REF! | #REF! | #REF! | #REF! | #REF! | #REF! | #REF! | #REF! | #REF! | #REF! | #REF! | #REF! | #REF! | #REF! | #REF! | #REF! | #REF! | #REF! | #REF! | #REF! | #REF! | #REF! | #REF! | #REF! | #REF! | #REF! | #REF! | #REF! | #REF! | #REF! | #REF! | #REF! | #REF! | #REF! | #REF! | #REF! | #REF! | #REF! | #REF! | #REF! | #REF! | #REF! | #REF! | #REF! |  | #REF! | #REF! | #REF! | #REF! | #REF! | #REF! | #REF! | #REF! | #REF! | #REF! | #REF! | #REF! | #REF! | #REF! | #REF! | #REF! | #REF! | #REF! | #REF! | #REF! | #REF! | #REF! | #REF! | #REF! | #REF! | #REF! | #REF! | #REF! | #REF! | #REF! | #REF! | #REF! | #REF! | #REF! | #REF! | #REF! | #REF! | #REF! | #REF! | #REF! | #REF! | #REF! | #REF! | #REF! | #REF! | #REF! | #REF! | #REF! | #REF! | #REF! | #REF! | #REF! | #REF! | #REF! | #REF! | #REF! | #REF! | #REF! | #REF! | #REF!
123 | [16 empty] | 0 | 0 | [11 empty] | 0 | 0 | S146 | S145 | 0 | 0 | 0 |  | #REF! | #REF! | #REF! | #REF! | #REF! | #REF! | #REF! | #REF! | #REF! | #REF! | #REF! | #REF! | #REF! | #REF! | #REF! | #REF! | #REF! | #REF! | #REF! | #REF! | #REF! | #REF! | #REF! | #REF! | #REF! | #REF! | #REF! | #REF! | #REF! | #REF! | #REF! | #REF! | #REF! | #REF! | #REF! | #REF! | #REF! | #REF! | #REF! | #REF! | #REF! | #REF! | #REF! | #REF! | #REF! | #REF! | #REF! | #REF! | #REF! | #REF! | #REF! | #REF! | #REF! | #REF! | #REF! | #REF! | #REF! | #REF! | #REF! | #REF! |  | #REF! | #REF! | #REF! | #REF! | #REF! | #REF! | #REF! | #REF! | #REF! | #REF! | #REF! | #REF! | #REF! | #REF! | #REF! | #REF! | #REF! | #REF! | #REF! | #REF! | #REF! | #REF! | #REF! | #REF! | #REF! | #REF! | #REF! | #REF! | #REF! | #REF! | #REF! | #REF! | #REF! | #REF! | #REF! | #REF! | #REF! | #REF! | #REF! | #REF! | #REF! | #REF! | #REF! | #REF! | #REF! | #REF! | #REF! | #REF! | #REF! | #REF! | #REF! | #REF! | #REF! | #REF! | #REF! | #REF! | #REF! | #REF! | #REF! | #REF!
124 | [16 empty] | 0 | 0 | [11 empty] | 0 | 0 | S147 | S146 | 0 | 0 | 0 |  | #REF! | #REF! | #REF! | #REF! | #REF! | #REF! | #REF! | #REF! | #REF! | #REF! | #REF! | #REF! | #REF! | #REF! | #REF! | #REF! | #REF! | #REF! | #REF! | #REF! | #REF! | #REF! | #REF! | #REF! | #REF! | #REF! | #REF! | #REF! | #REF! | #REF! | #REF! | #REF! | #REF! | #REF! | #REF! | #REF! | #REF! | #REF! | #REF! | #REF! | #REF! | #REF! | #REF! | #REF! | #REF! | #REF! | #REF! | #REF! | #REF! | #REF! | #REF! | #REF! | #REF! | #REF! | #REF! | #REF! | #REF! | #REF! | #REF! | #REF! |  | #REF! | #REF! | #REF! | #REF! | #REF! | #REF! | #REF! | #REF! | #REF! | #REF! | #REF! | #REF! | #REF! | #REF! | #REF! | #REF! | #REF! | #REF! | #REF! | #REF! | #REF! | #REF! | #REF! | #REF! | #REF! | #REF! | #REF! | #REF! | #REF! | #REF! | #REF! | #REF! | #REF! | #REF! | #REF! | #REF! | #REF! | #REF! | #REF! | #REF! | #REF! | #REF! | #REF! | #REF! | #REF! | #REF! | #REF! | #REF! | #REF! | #REF! | #REF! | #REF! | #REF! | #REF! | #REF! | #REF! | #REF! | #REF! | #REF! | #REF!
125 | [16 empty] | 0 | 0 | [11 empty] | 0 | 0 | S148 | S147 | 0 | 0 | 0 |  | #REF! | #REF! | #REF! | #REF! | #REF! | #REF! | #REF! | #REF! | #REF! | #REF! | #REF! | #REF! | #REF! | #REF! | #REF! | #REF! | #REF! | #REF! | #REF! | #REF! | #REF! | #REF! | #REF! | #REF! | #REF! | #REF! | #REF! | #REF! | #REF! | #REF! | #REF! | #REF! | #REF! | #REF! | #REF! | #REF! | #REF! | #REF! | #REF! | #REF! | #REF! | #REF! | #REF! | #REF! | #REF! | #REF! | #REF! | #REF! | #REF! | #REF! | #REF! | #REF! | #REF! | #REF! | #REF! | #REF! | #REF! | #REF! | #REF! | #REF! |  | #REF! | #REF! | #REF! | #REF! | #REF! | #REF! | #REF! | #REF! | #REF! | #REF! | #REF! | #REF! | #REF! | #REF! | #REF! | #REF! | #REF! | #REF! | #REF! | #REF! | #REF! | #REF! | #REF! | #REF! | #REF! | #REF! | #REF! | #REF! | #REF! | #REF! | #REF! | #REF! | #REF! | #REF! | #REF! | #REF! | #REF! | #REF! | #REF! | #REF! | #REF! | #REF! | #REF! | #REF! | #REF! | #REF! | #REF! | #REF! | #REF! | #REF! | #REF! | #REF! | #REF! | #REF! | #REF! | #REF! | #REF! | #REF! | #REF! | #REF!
126 | [16 empty] | 0 | 0 | [11 empty] | 0 | 0 | S149 | S148 | 0 | 0 | 0 |  | #REF! | #REF! | #REF! | #REF! | #REF! | #REF! | #REF! | #REF! | #REF! | #REF! | #REF! | #REF! | #REF! | #REF! | #REF! | #REF! | #REF! | #REF! | #REF! | #REF! | #REF! | #REF! | #REF! | #REF! | #REF! | #REF! | #REF! | #REF! | #REF! | #REF! | #REF! | #REF! | #REF! | #REF! | #REF! | #REF! | #REF! | #REF! | #REF! | #REF! | #REF! | #REF! | #REF! | #REF! | #REF! | #REF! | #REF! | #REF! | #REF! | #REF! | #REF! | #REF! | #REF! | #REF! | #REF! | #REF! | #REF! | #REF! | #REF! | #REF! |  | #REF! | #REF! | #REF! | #REF! | #REF! | #REF! | #REF! | #REF! | #REF! | #REF! | #REF! | #REF! | #REF! | #REF! | #REF! | #REF! | #REF! | #REF! | #REF! | #REF! | #REF! | #REF! | #REF! | #REF! | #REF! | #REF! | #REF! | #REF! | #REF! | #REF! | #REF! | #REF! | #REF! | #REF! | #REF! | #REF! | #REF! | #REF! | #REF! | #REF! | #REF! | #REF! | #REF! | #REF! | #REF! | #REF! | #REF! | #REF! | #REF! | #REF! | #REF! | #REF! | #REF! | #REF! | #REF! | #REF! | #REF! | #REF! | #REF! | #REF!
127 | [16 empty] | 0 | 0 | [11 empty] | 0 | 0 | S150 | S149 | 0 | 0 | 0 |  | #REF! | #REF! | #REF! | #REF! | #REF! | #REF! | #REF! | #REF! | #REF! | #REF! | #REF! | #REF! | #REF! | #REF! | #REF! | #REF! | #REF! | #REF! | #REF! | #REF! | #REF! | #REF! | #REF! | #REF! | #REF! | #REF! | #REF! | #REF! | #REF! | #REF! | #REF! | #REF! | #REF! | #REF! | #REF! | #REF! | #REF! | #REF! | #REF! | #REF! | #REF! | #REF! | #REF! | #REF! | #REF! | #REF! | #REF! | #REF! | #REF! | #REF! | #REF! | #REF! | #REF! | #REF! | #REF! | #REF! | #REF! | #REF! | #REF! | #REF! |  | #REF! | #REF! | #REF! | #REF! | #REF! | #REF! | #REF! | #REF! | #REF! | #REF! | #REF! | #REF! | #REF! | #REF! | #REF! | #REF! | #REF! | #REF! | #REF! | #REF! | #REF! | #REF! | #REF! | #REF! | #REF! | #REF! | #REF! | #REF! | #REF! | #REF! | #REF! | #REF! | #REF! | #REF! | #REF! | #REF! | #REF! | #REF! | #REF! | #REF! | #REF! | #REF! | #REF! | #REF! | #REF! | #REF! | #REF! | #REF! | #REF! | #REF! | #REF! | #REF! | #REF! | #REF! | #REF! | #REF! | #REF! | #REF! | #REF! | #REF!
128 | [16 empty] | 0 | 0 | [11 empty] | 0 | 0 | S151 | S150 | 0 | 0 | 0 |  | #REF! | #REF! | #REF! | #REF! | #REF! | #REF! | #REF! | #REF! | #REF! | #REF! | #REF! | #REF! | #REF! | #REF! | #REF! | #REF! | #REF! | #REF! | #REF! | #REF! | #REF! | #REF! | #REF! | #REF! | #REF! | #REF! | #REF! | #REF! | #REF! | #REF! | #REF! | #REF! | #REF! | #REF! | #REF! | #REF! | #REF! | #REF! | #REF! | #REF! | #REF! | #REF! | #REF! | #REF! | #REF! | #REF! | #REF! | #REF! | #REF! | #REF! | #REF! | #REF! | #REF! | #REF! | #REF! | #REF! | #REF! | #REF! | #REF! | #REF! |  | #REF! | #REF! | #REF! | #REF! | #REF! | #REF! | #REF! | #REF! | #REF! | #REF! | #REF! | #REF! | #REF! | #REF! | #REF! | #REF! | #REF! | #REF! | #REF! | #REF! | #REF! | #REF! | #REF! | #REF! | #REF! | #REF! | #REF! | #REF! | #REF! | #REF! | #REF! | #REF! | #REF! | #REF! | #REF! | #REF! | #REF! | #REF! | #REF! | #REF! | #REF! | #REF! | #REF! | #REF! | #REF! | #REF! | #REF! | #REF! | #REF! | #REF! | #REF! | #REF! | #REF! | #REF! | #REF! | #REF! | #REF! | #REF! | #REF! | #REF!
129 | [16 empty] | 0 | 0 | [11 empty] | 0 | 0 | S152 | S151 | 0 | 0 | 0 |  | #REF! | #REF! | #REF! | #REF! | #REF! | #REF! | #REF! | #REF! | #REF! | #REF! | #REF! | #REF! | #REF! | #REF! | #REF! | #REF! | #REF! | #REF! | #REF! | #REF! | #REF! | #REF! | #REF! | #REF! | #REF! | #REF! | #REF! | #REF! | #REF! | #REF! | #REF! | #REF! | #REF! | #REF! | #REF! | #REF! | #REF! | #REF! | #REF! | #REF! | #REF! | #REF! | #REF! | #REF! | #REF! | #REF! | #REF! | #REF! | #REF! | #REF! | #REF! | #REF! | #REF! | #REF! | #REF! | #REF! | #REF! | #REF! | #REF! | #REF! |  | #REF! | #REF! | #REF! | #REF! | #REF! | #REF! | #REF! | #REF! | #REF! | #REF! | #REF! | #REF! | #REF! | #REF! | #REF! | #REF! | #REF! | #REF! | #REF! | #REF! | #REF! | #REF! | #REF! | #REF! | #REF! | #REF! | #REF! | #REF! | #REF! | #REF! | #REF! | #REF! | #REF! | #REF! | #REF! | #REF! | #REF! | #REF! | #REF! | #REF! | #REF! | #REF! | #REF! | #REF! | #REF! | #REF! | #REF! | #REF! | #REF! | #REF! | #REF! | #REF! | #REF! | #REF! | #REF! | #REF! | #REF! | #REF! | #REF! | #REF!
130 | [16 empty] | 0 | 0 | [11 empty] | 0 | 0 | S153 | S152 | 0 | 0 | 0 |  | #REF! | #REF! | #REF! | #REF! | #REF! | #REF! | #REF! | #REF! | #REF! | #REF! | #REF! | #REF! | #REF! | #REF! | #REF! | #REF! | #REF! | #REF! | #REF! | #REF! | #REF! | #REF! | #REF! | #REF! | #REF! | #REF! | #REF! | #REF! | #REF! | #REF! | #REF! | #REF! | #REF! | #REF! | #REF! | #REF! | #REF! | #REF! | #REF! | #REF! | #REF! | #REF! | #REF! | #REF! | #REF! | #REF! | #REF! | #REF! | #REF! | #REF! | #REF! | #REF! | #REF! | #REF! | #REF! | #REF! | #REF! | #REF! | #REF! | #REF! |  | #REF! | #REF! | #REF! | #REF! | #REF! | #REF! | #REF! | #REF! | #REF! | #REF! | #REF! | #REF! | #REF! | #REF! | #REF! | #REF! | #REF! | #REF! | #REF! | #REF! | #REF! | #REF! | #REF! | #REF! | #REF! | #REF! | #REF! | #REF! | #REF! | #REF! | #REF! | #REF! | #REF! | #REF! | #REF! | #REF! | #REF! | #REF! | #REF! | #REF! | #REF! | #REF! | #REF! | #REF! | #REF! | #REF! | #REF! | #REF! | #REF! | #REF! | #REF! | #REF! | #REF! | #REF! | #REF! | #REF! | #REF! | #REF! | #REF! | #REF!
131 | [16 empty] | 0 | 0 | [11 empty] | 0 | 0 | S154 | S153 | 0 | 0 | 0 |  | #REF! | #REF! | #REF! | #REF! | #REF! | #REF! | #REF! | #REF! | #REF! | #REF! | #REF! | #REF! | #REF! | #REF! | #REF! | #REF! | #REF! | #REF! | #REF! | #REF! | #REF! | #REF! | #REF! | #REF! | #REF! | #REF! | #REF! | #REF! | #REF! | #REF! | #REF! | #REF! | #REF! | #REF! | #REF! | #REF! | #REF! | #REF! | #REF! | #REF! | #REF! | #REF! | #REF! | #REF! | #REF! | #REF! | #REF! | #REF! | #REF! | #REF! | #REF! | #REF! | #REF! | #REF! | #REF! | #REF! | #REF! | #REF! | #REF! | #REF! |  | #REF! | #REF! | #REF! | #REF! | #REF! | #REF! | #REF! | #REF! | #REF! | #REF! | #REF! | #REF! | #REF! | #REF! | #REF! | #REF! | #REF! | #REF! | #REF! | #REF! | #REF! | #REF! | #REF! | #REF! | #REF! | #REF! | #REF! | #REF! | #REF! | #REF! | #REF! | #REF! | #REF! | #REF! | #REF! | #REF! | #REF! | #REF! | #REF! | #REF! | #REF! | #REF! | #REF! | #REF! | #REF! | #REF! | #REF! | #REF! | #REF! | #REF! | #REF! | #REF! | #REF! | #REF! | #REF! | #REF! | #REF! | #REF! | #REF! | #REF!
132 | [16 empty] | 0 | 0 | [11 empty] | 0 | 0 | S155 | S154 | 0 | 0 | 0 |  | #REF! | #REF! | #REF! | #REF! | #REF! | #REF! | #REF! | #REF! | #REF! | #REF! | #REF! | #REF! | #REF! | #REF! | #REF! | #REF! | #REF! | #REF! | #REF! | #REF! | #REF! | #REF! | #REF! | #REF! | #REF! | #REF! | #REF! | #REF! | #REF! | #REF! | #REF! | #REF! | #REF! | #REF! | #REF! | #REF! | #REF! | #REF! | #REF! | #REF! | #REF! | #REF! | #REF! | #REF! | #REF! | #REF! | #REF! | #REF! | #REF! | #REF! | #REF! | #REF! | #REF! | #REF! | #REF! | #REF! | #REF! | #REF! | #REF! | #REF! |  | #REF! | #REF! | #REF! | #REF! | #REF! | #REF! | #REF! | #REF! | #REF! | #REF! | #REF! | #REF! | #REF! | #REF! | #REF! | #REF! | #REF! | #REF! | #REF! | #REF! | #REF! | #REF! | #REF! | #REF! | #REF! | #REF! | #REF! | #REF! | #REF! | #REF! | #REF! | #REF! | #REF! | #REF! | #REF! | #REF! | #REF! | #REF! | #REF! | #REF! | #REF! | #REF! | #REF! | #REF! | #REF! | #REF! | #REF! | #REF! | #REF! | #REF! | #REF! | #REF! | #REF! | #REF! | #REF! | #REF! | #REF! | #REF! | #REF! | #REF!
133 | [16 empty] | 0 | 0 | [11 empty] | 0 | 0 | S156 | S155 | 0 | 0 | 0 |  | #REF! | #REF! | #REF! | #REF! | #REF! | #REF! | #REF! | #REF! | #REF! | #REF! | #REF! | #REF! | #REF! | #REF! | #REF! | #REF! | #REF! | #REF! | #REF! | #REF! | #REF! | #REF! | #REF! | #REF! | #REF! | #REF! | #REF! | #REF! | #REF! | #REF! | #REF! | #REF! | #REF! | #REF! | #REF! | #REF! | #REF! | #REF! | #REF! | #REF! | #REF! | #REF! | #REF! | #REF! | #REF! | #REF! | #REF! | #REF! | #REF! | #REF! | #REF! | #REF! | #REF! | #REF! | #REF! | #REF! | #REF! | #REF! | #REF! | #REF! |  | #REF! | #REF! | #REF! | #REF! | #REF! | #REF! | #REF! | #REF! | #REF! | #REF! | #REF! | #REF! | #REF! | #REF! | #REF! | #REF! | #REF! | #REF! | #REF! | #REF! | #REF! | #REF! | #REF! | #REF! | #REF! | #REF! | #REF! | #REF! | #REF! | #REF! | #REF! | #REF! | #REF! | #REF! | #REF! | #REF! | #REF! | #REF! | #REF! | #REF! | #REF! | #REF! | #REF! | #REF! | #REF! | #REF! | #REF! | #REF! | #REF! | #REF! | #REF! | #REF! | #REF! | #REF! | #REF! | #REF! | #REF! | #REF! | #REF! | #REF!
134 | [16 empty] | 0 | 0 | [11 empty] | 0 | 0 | S157 | S156 | 0 | 0 | 0 |  | #REF! | #REF! | #REF! | #REF! | #REF! | #REF! | #REF! | #REF! | #REF! | #REF! | #REF! | #REF! | #REF! | #REF! | #REF! | #REF! | #REF! | #REF! | #REF! | #REF! | #REF! | #REF! | #REF! | #REF! | #REF! | #REF! | #REF! | #REF! | #REF! | #REF! | #REF! | #REF! | #REF! | #REF! | #REF! | #REF! | #REF! | #REF! | #REF! | #REF! | #REF! | #REF! | #REF! | #REF! | #REF! | #REF! | #REF! | #REF! | #REF! | #REF! | #REF! | #REF! | #REF! | #REF! | #REF! | #REF! | #REF! | #REF! | #REF! | #REF! |  | #REF! | #REF! | #REF! | #REF! | #REF! | #REF! | #REF! | #REF! | #REF! | #REF! | #REF! | #REF! | #REF! | #REF! | #REF! | #REF! | #REF! | #REF! | #REF! | #REF! | #REF! | #REF! | #REF! | #REF! | #REF! | #REF! | #REF! | #REF! | #REF! | #REF! | #REF! | #REF! | #REF! | #REF! | #REF! | #REF! | #REF! | #REF! | #REF! | #REF! | #REF! | #REF! | #REF! | #REF! | #REF! | #REF! | #REF! | #REF! | #REF! | #REF! | #REF! | #REF! | #REF! | #REF! | #REF! | #REF! | #REF! | #REF! | #REF! | #REF!
135 | [16 empty] | 0 | 0 | [11 empty] | 0 | 0 | S158 | S157 | 0 | 0 | 0 |  | #REF! | #REF! | #REF! | #REF! | #REF! | #REF! | #REF! | #REF! | #REF! | #REF! | #REF! | #REF! | #REF! | #REF! | #REF! | #REF! | #REF! | #REF! | #REF! | #REF! | #REF! | #REF! | #REF! | #REF! | #REF! | #REF! | #REF! | #REF! | #REF! | #REF! | #REF! | #REF! | #REF! | #REF! | #REF! | #REF! | #REF! | #REF! | #REF! | #REF! | #REF! | #REF! | #REF! | #REF! | #REF! | #REF! | #REF! | #REF! | #REF! | #REF! | #REF! | #REF! | #REF! | #REF! | #REF! | #REF! | #REF! | #REF! | #REF! | #REF! |  | #REF! | #REF! | #REF! | #REF! | #REF! | #REF! | #REF! | #REF! | #REF! | #REF! | #REF! | #REF! | #REF! | #REF! | #REF! | #REF! | #REF! | #REF! | #REF! | #REF! | #REF! | #REF! | #REF! | #REF! | #REF! | #REF! | #REF! | #REF! | #REF! | #REF! | #REF! | #REF! | #REF! | #REF! | #REF! | #REF! | #REF! | #REF! | #REF! | #REF! | #REF! | #REF! | #REF! | #REF! | #REF! | #REF! | #REF! | #REF! | #REF! | #REF! | #REF! | #REF! | #REF! | #REF! | #REF! | #REF! | #REF! | #REF! | #REF! | #REF!
136 | [16 empty] | 0 | 0 | [11 empty] | 0 | 0 | S159 | S158 | 0 | 0 | 0 |  | #REF! | #REF! | #REF! | #REF! | #REF! | #REF! | #REF! | #REF! | #REF! | #REF! | #REF! | #REF! | #REF! | #REF! | #REF! | #REF! | #REF! | #REF! | #REF! | #REF! | #REF! | #REF! | #REF! | #REF! | #REF! | #REF! | #REF! | #REF! | #REF! | #REF! | #REF! | #REF! | #REF! | #REF! | #REF! | #REF! | #REF! | #REF! | #REF! | #REF! | #REF! | #REF! | #REF! | #REF! | #REF! | #REF! | #REF! | #REF! | #REF! | #REF! | #REF! | #REF! | #REF! | #REF! | #REF! | #REF! | #REF! | #REF! | #REF! | #REF! |  | #REF! | #REF! | #REF! | #REF! | #REF! | #REF! | #REF! | #REF! | #REF! | #REF! | #REF! | #REF! | #REF! | #REF! | #REF! | #REF! | #REF! | #REF! | #REF! | #REF! | #REF! | #REF! | #REF! | #REF! | #REF! | #REF! | #REF! | #REF! | #REF! | #REF! | #REF! | #REF! | #REF! | #REF! | #REF! | #REF! | #REF! | #REF! | #REF! | #REF! | #REF! | #REF! | #REF! | #REF! | #REF! | #REF! | #REF! | #REF! | #REF! | #REF! | #REF! | #REF! | #REF! | #REF! | #REF! | #REF! | #REF! | #REF! | #REF! | #REF!
137 | [16 empty] | 0 | 0 | [11 empty] | 0 | 0 | S160 | S159 | 0 | 0 | 0 |  | #REF! | #REF! | #REF! | #REF! | #REF! | #REF! | #REF! | #REF! | #REF! | #REF! | #REF! | #REF! | #REF! | #REF! | #REF! | #REF! | #REF! | #REF! | #REF! | #REF! | #REF! | #REF! | #REF! | #REF! | #REF! | #REF! | #REF! | #REF! | #REF! | #REF! | #REF! | #REF! | #REF! | #REF! | #REF! | #REF! | #REF! | #REF! | #REF! | #REF! | #REF! | #REF! | #REF! | #REF! | #REF! | #REF! | #REF! | #REF! | #REF! | #REF! | #REF! | #REF! | #REF! | #REF! | #REF! | #REF! | #REF! | #REF! | #REF! | #REF! |  | #REF! | #REF! | #REF! | #REF! | #REF! | #REF! | #REF! | #REF! | #REF! | #REF! | #REF! | #REF! | #REF! | #REF! | #REF! | #REF! | #REF! | #REF! | #REF! | #REF! | #REF! | #REF! | #REF! | #REF! | #REF! | #REF! | #REF! | #REF! | #REF! | #REF! | #REF! | #REF! | #REF! | #REF! | #REF! | #REF! | #REF! | #REF! | #REF! | #REF! | #REF! | #REF! | #REF! | #REF! | #REF! | #REF! | #REF! | #REF! | #REF! | #REF! | #REF! | #REF! | #REF! | #REF! | #REF! | #REF! | #REF! | #REF! | #REF! | #REF!
138 | [16 empty] | 0 | 0 | [11 empty] | 0 | 0 | S161 | S160 | 0 | 0 | 0 |  | #REF! | #REF! | #REF! | #REF! | #REF! | #REF! | #REF! | #REF! | #REF! | #REF! | #REF! | #REF! | #REF! | #REF! | #REF! | #REF! | #REF! | #REF! | #REF! | #REF! | #REF! | #REF! | #REF! | #REF! | #REF! | #REF! | #REF! | #REF! | #REF! | #REF! | #REF! | #REF! | #REF! | #REF! | #REF! | #REF! | #REF! | #REF! | #REF! | #REF! | #REF! | #REF! | #REF! | #REF! | #REF! | #REF! | #REF! | #REF! | #REF! | #REF! | #REF! | #REF! | #REF! | #REF! | #REF! | #REF! | #REF! | #REF! | #REF! | #REF! |  | #REF! | #REF! | #REF! | #REF! | #REF! | #REF! | #REF! | #REF! | #REF! | #REF! | #REF! | #REF! | #REF! | #REF! | #REF! | #REF! | #REF! | #REF! | #REF! | #REF! | #REF! | #REF! | #REF! | #REF! | #REF! | #REF! | #REF! | #REF! | #REF! | #REF! | #REF! | #REF! | #REF! | #REF! | #REF! | #REF! | #REF! | #REF! | #REF! | #REF! | #REF! | #REF! | #REF! | #REF! | #REF! | #REF! | #REF! | #REF! | #REF! | #REF! | #REF! | #REF! | #REF! | #REF! | #REF! | #REF! | #REF! | #REF! | #REF! | #REF!
139 | [16 empty] | 0 | 0 | [11 empty] | 0 | 0 | S162 | S161 | 0 | 0 | 0 |  | #REF! | #REF! | #REF! | #REF! | #REF! | #REF! | #REF! | #REF! | #REF! | #REF! | #REF! | #REF! | #REF! | #REF! | #REF! | #REF! | #REF! | #REF! | #REF! | #REF! | #REF! | #REF! | #REF! | #REF! | #REF! | #REF! | #REF! | #REF! | #REF! | #REF! | #REF! | #REF! | #REF! | #REF! | #REF! | #REF! | #REF! | #REF! | #REF! | #REF! | #REF! | #REF! | #REF! | #REF! | #REF! | #REF! | #REF! | #REF! | #REF! | #REF! | #REF! | #REF! | #REF! | #REF! | #REF! | #REF! | #REF! | #REF! | #REF! | #REF! |  | #REF! | #REF! | #REF! | #REF! | #REF! | #REF! | #REF! | #REF! | #REF! | #REF! | #REF! | #REF! | #REF! | #REF! | #REF! | #REF! | #REF! | #REF! | #REF! | #REF! | #REF! | #REF! | #REF! | #REF! | #REF! | #REF! | #REF! | #REF! | #REF! | #REF! | #REF! | #REF! | #REF! | #REF! | #REF! | #REF! | #REF! | #REF! | #REF! | #REF! | #REF! | #REF! | #REF! | #REF! | #REF! | #REF! | #REF! | #REF! | #REF! | #REF! | #REF! | #REF! | #REF! | #REF! | #REF! | #REF! | #REF! | #REF! | #REF! | #REF!
140 | [16 empty] | 0 | 0 | [11 empty] | 0 | 0 | S163 | S162 | 0 | 0 | 0 |  | #REF! | #REF! | #REF! | #REF! | #REF! | #REF! | #REF! | #REF! | #REF! | #REF! | #REF! | #REF! | #REF! | #REF! | #REF! | #REF! | #REF! | #REF! | #REF! | #REF! | #REF! | #REF! | #REF! | #REF! | #REF! | #REF! | #REF! | #REF! | #REF! | #REF! | #REF! | #REF! | #REF! | #REF! | #REF! | #REF! | #REF! | #REF! | #REF! | #REF! | #REF! | #REF! | #REF! | #REF! | #REF! | #REF! | #REF! | #REF! | #REF! | #REF! | #REF! | #REF! | #REF! | #REF! | #REF! | #REF! | #REF! | #REF! | #REF! | #REF! |  | #REF! | #REF! | #REF! | #REF! | #REF! | #REF! | #REF! | #REF! | #REF! | #REF! | #REF! | #REF! | #REF! | #REF! | #REF! | #REF! | #REF! | #REF! | #REF! | #REF! | #REF! | #REF! | #REF! | #REF! | #REF! | #REF! | #REF! | #REF! | #REF! | #REF! | #REF! | #REF! | #REF! | #REF! | #REF! | #REF! | #REF! | #REF! | #REF! | #REF! | #REF! | #REF! | #REF! | #REF! | #REF! | #REF! | #REF! | #REF! | #REF! | #REF! | #REF! | #REF! | #REF! | #REF! | #REF! | #REF! | #REF! | #REF! | #REF! | #REF!
141 | [16 empty] | 0 | 0 | [11 empty] | 0 | 0 | S164 | S163 | 0 | 0 | 0 |  | #REF! | #REF! | #REF! | #REF! | #REF! | #REF! | #REF! | #REF! | #REF! | #REF! | #REF! | #REF! | #REF! | #REF! | #REF! | #REF! | #REF! | #REF! | #REF! | #REF! | #REF! | #REF! | #REF! | #REF! | #REF! | #REF! | #REF! | #REF! | #REF! | #REF! | #REF! | #REF! | #REF! | #REF! | #REF! | #REF! | #REF! | #REF! | #REF! | #REF! | #REF! | #REF! | #REF! | #REF! | #REF! | #REF! | #REF! | #REF! | #REF! | #REF! | #REF! | #REF! | #REF! | #REF! | #REF! | #REF! | #REF! | #REF! | #REF! | #REF! |  | #REF! | #REF! | #REF! | #REF! | #REF! | #REF! | #REF! | #REF! | #REF! | #REF! | #REF! | #REF! | #REF! | #REF! | #REF! | #REF! | #REF! | #REF! | #REF! | #REF! | #REF! | #REF! | #REF! | #REF! | #REF! | #REF! | #REF! | #REF! | #REF! | #REF! | #REF! | #REF! | #REF! | #REF! | #REF! | #REF! | #REF! | #REF! | #REF! | #REF! | #REF! | #REF! | #REF! | #REF! | #REF! | #REF! | #REF! | #REF! | #REF! | #REF! | #REF! | #REF! | #REF! | #REF! | #REF! | #REF! | #REF! | #REF! | #REF! | #REF!
142 | [16 empty] | 0 | 0 | [11 empty] | 0 | 0 | S165 | S164 | 0 | 0 | 0 |  | #REF! | #REF! | #REF! | #REF! | #REF! | #REF! | #REF! | #REF! | #REF! | #REF! | #REF! | #REF! | #REF! | #REF! | #REF! | #REF! | #REF! | #REF! | #REF! | #REF! | #REF! | #REF! | #REF! | #REF! | #REF! | #REF! | #REF! | #REF! | #REF! | #REF! | #REF! | #REF! | #REF! | #REF! | #REF! | #REF! | #REF! | #REF! | #REF! | #REF! | #REF! | #REF! | #REF! | #REF! | #REF! | #REF! | #REF! | #REF! | #REF! | #REF! | #REF! | #REF! | #REF! | #REF! | #REF! | #REF! | #REF! | #REF! | #REF! | #REF! |  | #REF! | #REF! | #REF! | #REF! | #REF! | #REF! | #REF! | #REF! | #REF! | #REF! | #REF! | #REF! | #REF! | #REF! | #REF! | #REF! | #REF! | #REF! | #REF! | #REF! | #REF! | #REF! | #REF! | #REF! | #REF! | #REF! | #REF! | #REF! | #REF! | #REF! | #REF! | #REF! | #REF! | #REF! | #REF! | #REF! | #REF! | #REF! | #REF! | #REF! | #REF! | #REF! | #REF! | #REF! | #REF! | #REF! | #REF! | #REF! | #REF! | #REF! | #REF! | #REF! | #REF! | #REF! | #REF! | #REF! | #REF! | #REF! | #REF! | #REF!
143 | [16 empty] | 0 | 0 | [11 empty] | 0 | 0 | S166 | S165 | 0 | 0 | 0 |  | #REF! | #REF! | #REF! | #REF! | #REF! | #REF! | #REF! | #REF! | #REF! | #REF! | #REF! | #REF! | #REF! | #REF! | #REF! | #REF! | #REF! | #REF! | #REF! | #REF! | #REF! | #REF! | #REF! | #REF! | #REF! | #REF! | #REF! | #REF! | #REF! | #REF! | #REF! | #REF! | #REF! | #REF! | #REF! | #REF! | #REF! | #REF! | #REF! | #REF! | #REF! | #REF! | #REF! | #REF! | #REF! | #REF! | #REF! | #REF! | #REF! | #REF! | #REF! | #REF! | #REF! | #REF! | #REF! | #REF! | #REF! | #REF! | #REF! | #REF! |  | #REF! | #REF! | #REF! | #REF! | #REF! | #REF! | #REF! | #REF! | #REF! | #REF! | #REF! | #REF! | #REF! | #REF! | #REF! | #REF! | #REF! | #REF! | #REF! | #REF! | #REF! | #REF! | #REF! | #REF! | #REF! | #REF! | #REF! | #REF! | #REF! | #REF! | #REF! | #REF! | #REF! | #REF! | #REF! | #REF! | #REF! | #REF! | #REF! | #REF! | #REF! | #REF! | #REF! | #REF! | #REF! | #REF! | #REF! | #REF! | #REF! | #REF! | #REF! | #REF! | #REF! | #REF! | #REF! | #REF! | #REF! | #REF! | #REF! | #REF!
144 | [16 empty] | 0 | 0 | [11 empty] | 0 | 0 | S167 | S166 | 0 | 0 | 0 |  | #REF! | #REF! | #REF! | #REF! | #REF! | #REF! | #REF! | #REF! | #REF! | #REF! | #REF! | #REF! | #REF! | #REF! | #REF! | #REF! | #REF! | #REF! | #REF! | #REF! | #REF! | #REF! | #REF! | #REF! | #REF! | #REF! | #REF! | #REF! | #REF! | #REF! | #REF! | #REF! | #REF! | #REF! | #REF! | #REF! | #REF! | #REF! | #REF! | #REF! | #REF! | #REF! | #REF! | #REF! | #REF! | #REF! | #REF! | #REF! | #REF! | #REF! | #REF! | #REF! | #REF! | #REF! | #REF! | #REF! | #REF! | #REF! | #REF! | #REF! |  | #REF! | #REF! | #REF! | #REF! | #REF! | #REF! | #REF! | #REF! | #REF! | #REF! | #REF! | #REF! | #REF! | #REF! | #REF! | #REF! | #REF! | #REF! | #REF! | #REF! | #REF! | #REF! | #REF! | #REF! | #REF! | #REF! | #REF! | #REF! | #REF! | #REF! | #REF! | #REF! | #REF! | #REF! | #REF! | #REF! | #REF! | #REF! | #REF! | #REF! | #REF! | #REF! | #REF! | #REF! | #REF! | #REF! | #REF! | #REF! | #REF! | #REF! | #REF! | #REF! | #REF! | #REF! | #REF! | #REF! | #REF! | #REF! | #REF! | #REF!
145 | [16 empty] | 0 | 0 | [11 empty] | 0 | 0 | S168 | S167 | 0 | 0 | 0 |  | #REF! | #REF! | #REF! | #REF! | #REF! | #REF! | #REF! | #REF! | #REF! | #REF! | #REF! | #REF! | #REF! | #REF! | #REF! | #REF! | #REF! | #REF! | #REF! | #REF! | #REF! | #REF! | #REF! | #REF! | #REF! | #REF! | #REF! | #REF! | #REF! | #REF! | #REF! | #REF! | #REF! | #REF! | #REF! | #REF! | #REF! | #REF! | #REF! | #REF! | #REF! | #REF! | #REF! | #REF! | #REF! | #REF! | #REF! | #REF! | #REF! | #REF! | #REF! | #REF! | #REF! | #REF! | #REF! | #REF! | #REF! | #REF! | #REF! | #REF! |  | #REF! | #REF! | #REF! | #REF! | #REF! | #REF! | #REF! | #REF! | #REF! | #REF! | #REF! | #REF! | #REF! | #REF! | #REF! | #REF! | #REF! | #REF! | #REF! | #REF! | #REF! | #REF! | #REF! | #REF! | #REF! | #REF! | #REF! | #REF! | #REF! | #REF! | #REF! | #REF! | #REF! | #REF! | #REF! | #REF! | #REF! | #REF! | #REF! | #REF! | #REF! | #REF! | #REF! | #REF! | #REF! | #REF! | #REF! | #REF! | #REF! | #REF! | #REF! | #REF! | #REF! | #REF! | #REF! | #REF! | #REF! | #REF! | #REF! | #REF!
146 | [16 empty] | 0 | 0 | [11 empty] | 0 | 0 | S169 | S168 | 0 | 0 | 0 |  | #REF! | #REF! | #REF! | #REF! | #REF! | #REF! | #REF! | #REF! | #REF! | #REF! | #REF! | #REF! | #REF! | #REF! | #REF! | #REF! | #REF! | #REF! | #REF! | #REF! | #REF! | #REF! | #REF! | #REF! | #REF! | #REF! | #REF! | #REF! | #REF! | #REF! | #REF! | #REF! | #REF! | #REF! | #REF! | #REF! | #REF! | #REF! | #REF! | #REF! | #REF! | #REF! | #REF! | #REF! | #REF! | #REF! | #REF! | #REF! | #REF! | #REF! | #REF! | #REF! | #REF! | #REF! | #REF! | #REF! | #REF! | #REF! | #REF! | #REF! |  | #REF! | #REF! | #REF! | #REF! | #REF! | #REF! | #REF! | #REF! | #REF! | #REF! | #REF! | #REF! | #REF! | #REF! | #REF! | #REF! | #REF! | #REF! | #REF! | #REF! | #REF! | #REF! | #REF! | #REF! | #REF! | #REF! | #REF! | #REF! | #REF! | #REF! | #REF! | #REF! | #REF! | #REF! | #REF! | #REF! | #REF! | #REF! | #REF! | #REF! | #REF! | #REF! | #REF! | #REF! | #REF! | #REF! | #REF! | #REF! | #REF! | #REF! | #REF! | #REF! | #REF! | #REF! | #REF! | #REF! | #REF! | #REF! | #REF! | #REF!
147 | [16 empty] | 0 | 0 | [11 empty] | 0 | 0 | S170 | S169 | 0 | 0 | 0 |  | #REF! | #REF! | #REF! | #REF! | #REF! | #REF! | #REF! | #REF! | #REF! | #REF! | #REF! | #REF! | #REF! | #REF! | #REF! | #REF! | #REF! | #REF! | #REF! | #REF! | #REF! | #REF! | #REF! | #REF! | #REF! | #REF! | #REF! | #REF! | #REF! | #REF! | #REF! | #REF! | #REF! | #REF! | #REF! | #REF! | #REF! | #REF! | #REF! | #REF! | #REF! | #REF! | #REF! | #REF! | #REF! | #REF! | #REF! | #REF! | #REF! | #REF! | #REF! | #REF! | #REF! | #REF! | #REF! | #REF! | #REF! | #REF! | #REF! | #REF! |  | #REF! | #REF! | #REF! | #REF! | #REF! | #REF! | #REF! | #REF! | #REF! | #REF! | #REF! | #REF! | #REF! | #REF! | #REF! | #REF! | #REF! | #REF! | #REF! | #REF! | #REF! | #REF! | #REF! | #REF! | #REF! | #REF! | #REF! | #REF! | #REF! | #REF! | #REF! | #REF! | #REF! | #REF! | #REF! | #REF! | #REF! | #REF! | #REF! | #REF! | #REF! | #REF! | #REF! | #REF! | #REF! | #REF! | #REF! | #REF! | #REF! | #REF! | #REF! | #REF! | #REF! | #REF! | #REF! | #REF! | #REF! | #REF! | #REF! | #REF!
148 | [16 empty] | 0 | 0 | [11 empty] | 0 | 0 | S171 | S170 | 0 | 0 | 0 |  | #REF! | #REF! | #REF! | #REF! | #REF! | #REF! | #REF! | #REF! | #REF! | #REF! | #REF! | #REF! | #REF! | #REF! | #REF! | #REF! | #REF! | #REF! | #REF! | #REF! | #REF! | #REF! | #REF! | #REF! | #REF! | #REF! | #REF! | #REF! | #REF! | #REF! | #REF! | #REF! | #REF! | #REF! | #REF! | #REF! | #REF! | #REF! | #REF! | #REF! | #REF! | #REF! | #REF! | #REF! | #REF! | #REF! | #REF! | #REF! | #REF! | #REF! | #REF! | #REF! | #REF! | #REF! | #REF! | #REF! | #REF! | #REF! | #REF! | #REF! |  | #REF! | #REF! | #REF! | #REF! | #REF! | #REF! | #REF! | #REF! | #REF! | #REF! | #REF! | #REF! | #REF! | #REF! | #REF! | #REF! | #REF! | #REF! | #REF! | #REF! | #REF! | #REF! | #REF! | #REF! | #REF! | #REF! | #REF! | #REF! | #REF! | #REF! | #REF! | #REF! | #REF! | #REF! | #REF! | #REF! | #REF! | #REF! | #REF! | #REF! | #REF! | #REF! | #REF! | #REF! | #REF! | #REF! | #REF! | #REF! | #REF! | #REF! | #REF! | #REF! | #REF! | #REF! | #REF! | #REF! | #REF! | #REF! | #REF! | #REF!
149 | [16 empty] | 0 | 0 | [11 empty] | 0 | 0 | S172 | S171 | 0 | 0 | 0 |  | #REF! | #REF! | #REF! | #REF! | #REF! | #REF! | #REF! | #REF! | #REF! | #REF! | #REF! | #REF! | #REF! | #REF! | #REF! | #REF! | #REF! | #REF! | #REF! | #REF! | #REF! | #REF! | #REF! | #REF! | #REF! | #REF! | #REF! | #REF! | #REF! | #REF! | #REF! | #REF! | #REF! | #REF! | #REF! | #REF! | #REF! | #REF! | #REF! | #REF! | #REF! | #REF! | #REF! | #REF! | #REF! | #REF! | #REF! | #REF! | #REF! | #REF! | #REF! | #REF! | #REF! | #REF! | #REF! | #REF! | #REF! | #REF! | #REF! | #REF! |  | #REF! | #REF! | #REF! | #REF! | #REF! | #REF! | #REF! | #REF! | #REF! | #REF! | #REF! | #REF! | #REF! | #REF! | #REF! | #REF! | #REF! | #REF! | #REF! | #REF! | #REF! | #REF! | #REF! | #REF! | #REF! | #REF! | #REF! | #REF! | #REF! | #REF! | #REF! | #REF! | #REF! | #REF! | #REF! | #REF! | #REF! | #REF! | #REF! | #REF! | #REF! | #REF! | #REF! | #REF! | #REF! | #REF! | #REF! | #REF! | #REF! | #REF! | #REF! | #REF! | #REF! | #REF! | #REF! | #REF! | #REF! | #REF! | #REF! | #REF!
150 | [16 empty] | 0 | 0 | [11 empty] | 0 | 0 | S173 | S172 | 0 | 0 | 0 |  | #REF! | #REF! | #REF! | #REF! | #REF! | #REF! | #REF! | #REF! | #REF! | #REF! | #REF! | #REF! | #REF! | #REF! | #REF! | #REF! | #REF! | #REF! | #REF! | #REF! | #REF! | #REF! | #REF! | #REF! | #REF! | #REF! | #REF! | #REF! | #REF! | #REF! | #REF! | #REF! | #REF! | #REF! | #REF! | #REF! | #REF! | #REF! | #REF! | #REF! | #REF! | #REF! | #REF! | #REF! | #REF! | #REF! | #REF! | #REF! | #REF! | #REF! | #REF! | #REF! | #REF! | #REF! | #REF! | #REF! | #REF! | #REF! | #REF! | #REF! |  | #REF! | #REF! | #REF! | #REF! | #REF! | #REF! | #REF! | #REF! | #REF! | #REF! | #REF! | #REF! | #REF! | #REF! | #REF! | #REF! | #REF! | #REF! | #REF! | #REF! | #REF! | #REF! | #REF! | #REF! | #REF! | #REF! | #REF! | #REF! | #REF! | #REF! | #REF! | #REF! | #REF! | #REF! | #REF! | #REF! | #REF! | #REF! | #REF! | #REF! | #REF! | #REF! | #REF! | #REF! | #REF! | #REF! | #REF! | #REF! | #REF! | #REF! | #REF! | #REF! | #REF! | #REF! | #REF! | #REF! | #REF! | #REF! | #REF! | #REF!
151 | [16 empty] | 0 | 0 | [11 empty] | 0 | 0 | S174 | S173 | 0 | 0 | 0 |  | #REF! | #REF! | #REF! | #REF! | #REF! | #REF! | #REF! | #REF! | #REF! | #REF! | #REF! | #REF! | #REF! | #REF! | #REF! | #REF! | #REF! | #REF! | #REF! | #REF! | #REF! | #REF! | #REF! | #REF! | #REF! | #REF! | #REF! | #REF! | #REF! | #REF! | #REF! | #REF! | #REF! | #REF! | #REF! | #REF! | #REF! | #REF! | #REF! | #REF! | #REF! | #REF! | #REF! | #REF! | #REF! | #REF! | #REF! | #REF! | #REF! | #REF! | #REF! | #REF! | #REF! | #REF! | #REF! | #REF! | #REF! | #REF! | #REF! | #REF! |  | #REF! | #REF! | #REF! | #REF! | #REF! | #REF! | #REF! | #REF! | #REF! | #REF! | #REF! | #REF! | #REF! | #REF! | #REF! | #REF! | #REF! | #REF! | #REF! | #REF! | #REF! | #REF! | #REF! | #REF! | #REF! | #REF! | #REF! | #REF! | #REF! | #REF! | #REF! | #REF! | #REF! | #REF! | #REF! | #REF! | #REF! | #REF! | #REF! | #REF! | #REF! | #REF! | #REF! | #REF! | #REF! | #REF! | #REF! | #REF! | #REF! | #REF! | #REF! | #REF! | #REF! | #REF! | #REF! | #REF! | #REF! | #REF! | #REF! | #REF!
152 | [16 empty] | 0 | 0 | [11 empty] | 0 | 0 | S175 | S174 | 0 | 0 | 0 |  | #REF! | #REF! | #REF! | #REF! | #REF! | #REF! | #REF! | #REF! | #REF! | #REF! | #REF! | #REF! | #REF! | #REF! | #REF! | #REF! | #REF! | #REF! | #REF! | #REF! | #REF! | #REF! | #REF! | #REF! | #REF! | #REF! | #REF! | #REF! | #REF! | #REF! | #REF! | #REF! | #REF! | #REF! | #REF! | #REF! | #REF! | #REF! | #REF! | #REF! | #REF! | #REF! | #REF! | #REF! | #REF! | #REF! | #REF! | #REF! | #REF! | #REF! | #REF! | #REF! | #REF! | #REF! | #REF! | #REF! | #REF! | #REF! | #REF! | #REF! |  | #REF! | #REF! | #REF! | #REF! | #REF! | #REF! | #REF! | #REF! | #REF! | #REF! | #REF! | #REF! | #REF! | #REF! | #REF! | #REF! | #REF! | #REF! | #REF! | #REF! | #REF! | #REF! | #REF! | #REF! | #REF! | #REF! | #REF! | #REF! | #REF! | #REF! | #REF! | #REF! | #REF! | #REF! | #REF! | #REF! | #REF! | #REF! | #REF! | #REF! | #REF! | #REF! | #REF! | #REF! | #REF! | #REF! | #REF! | #REF! | #REF! | #REF! | #REF! | #REF! | #REF! | #REF! | #REF! | #REF! | #REF! | #REF! | #REF! | #REF!
153 | [16 empty] | 0 | 0 | [11 empty] | 0 | 0 | S176 | S175 | 0 | 0 | 0 |  | #REF! | #REF! | #REF! | #REF! | #REF! | #REF! | #REF! | #REF! | #REF! | #REF! | #REF! | #REF! | #REF! | #REF! | #REF! | #REF! | #REF! | #REF! | #REF! | #REF! | #REF! | #REF! | #REF! | #REF! | #REF! | #REF! | #REF! | #REF! | #REF! | #REF! | #REF! | #REF! | #REF! | #REF! | #REF! | #REF! | #REF! | #REF! | #REF! | #REF! | #REF! | #REF! | #REF! | #REF! | #REF! | #REF! | #REF! | #REF! | #REF! | #REF! | #REF! | #REF! | #REF! | #REF! | #REF! | #REF! | #REF! | #REF! | #REF! | #REF! |  | #REF! | #REF! | #REF! | #REF! | #REF! | #REF! | #REF! | #REF! | #REF! | #REF! | #REF! | #REF! | #REF! | #REF! | #REF! | #REF! | #REF! | #REF! | #REF! | #REF! | #REF! | #REF! | #REF! | #REF! | #REF! | #REF! | #REF! | #REF! | #REF! | #REF! | #REF! | #REF! | #REF! | #REF! | #REF! | #REF! | #REF! | #REF! | #REF! | #REF! | #REF! | #REF! | #REF! | #REF! | #REF! | #REF! | #REF! | #REF! | #REF! | #REF! | #REF! | #REF! | #REF! | #REF! | #REF! | #REF! | #REF! | #REF! | #REF! | #REF!
154 | [16 empty] | 0 | 0 | [11 empty] | 0 | 0 | S177 | S176 | 0 | 0 | 0 |  | #REF! | #REF! | #REF! | #REF! | #REF! | #REF! | #REF! | #REF! | #REF! | #REF! | #REF! | #REF! | #REF! | #REF! | #REF! | #REF! | #REF! | #REF! | #REF! | #REF! | #REF! | #REF! | #REF! | #REF! | #REF! | #REF! | #REF! | #REF! | #REF! | #REF! | #REF! | #REF! | #REF! | #REF! | #REF! | #REF! | #REF! | #REF! | #REF! | #REF! | #REF! | #REF! | #REF! | #REF! | #REF! | #REF! | #REF! | #REF! | #REF! | #REF! | #REF! | #REF! | #REF! | #REF! | #REF! | #REF! | #REF! | #REF! | #REF! | #REF! |  | #REF! | #REF! | #REF! | #REF! | #REF! | #REF! | #REF! | #REF! | #REF! | #REF! | #REF! | #REF! | #REF! | #REF! | #REF! | #REF! | #REF! | #REF! | #REF! | #REF! | #REF! | #REF! | #REF! | #REF! | #REF! | #REF! | #REF! | #REF! | #REF! | #REF! | #REF! | #REF! | #REF! | #REF! | #REF! | #REF! | #REF! | #REF! | #REF! | #REF! | #REF! | #REF! | #REF! | #REF! | #REF! | #REF! | #REF! | #REF! | #REF! | #REF! | #REF! | #REF! | #REF! | #REF! | #REF! | #REF! | #REF! | #REF! | #REF! | #REF!
155 | [16 empty] | 0 | 0 | [11 empty] | 0 | 0 | S178 | S177 | 0 | 0 | 0 |  | #REF! | #REF! | #REF! | #REF! | #REF! | #REF! | #REF! | #REF! | #REF! | #REF! | #REF! | #REF! | #REF! | #REF! | #REF! | #REF! | #REF! | #REF! | #REF! | #REF! | #REF! | #REF! | #REF! | #REF! | #REF! | #REF! | #REF! | #REF! | #REF! | #REF! | #REF! | #REF! | #REF! | #REF! | #REF! | #REF! | #REF! | #REF! | #REF! | #REF! | #REF! | #REF! | #REF! | #REF! | #REF! | #REF! | #REF! | #REF! | #REF! | #REF! | #REF! | #REF! | #REF! | #REF! | #REF! | #REF! | #REF! | #REF! | #REF! | #REF! |  | #REF! | #REF! | #REF! | #REF! | #REF! | #REF! | #REF! | #REF! | #REF! | #REF! | #REF! | #REF! | #REF! | #REF! | #REF! | #REF! | #REF! | #REF! | #REF! | #REF! | #REF! | #REF! | #REF! | #REF! | #REF! | #REF! | #REF! | #REF! | #REF! | #REF! | #REF! | #REF! | #REF! | #REF! | #REF! | #REF! | #REF! | #REF! | #REF! | #REF! | #REF! | #REF! | #REF! | #REF! | #REF! | #REF! | #REF! | #REF! | #REF! | #REF! | #REF! | #REF! | #REF! | #REF! | #REF! | #REF! | #REF! | #REF! | #REF! | #REF!
156 | [16 empty] | 0 | 0 | [11 empty] | 0 | 0 | S179 | S178 | 0 | 0 | 0 |  | #REF! | #REF! | #REF! | #REF! | #REF! | #REF! | #REF! | #REF! | #REF! | #REF! | #REF! | #REF! | #REF! | #REF! | #REF! | #REF! | #REF! | #REF! | #REF! | #REF! | #REF! | #REF! | #REF! | #REF! | #REF! | #REF! | #REF! | #REF! | #REF! | #REF! | #REF! | #REF! | #REF! | #REF! | #REF! | #REF! | #REF! | #REF! | #REF! | #REF! | #REF! | #REF! | #REF! | #REF! | #REF! | #REF! | #REF! | #REF! | #REF! | #REF! | #REF! | #REF! | #REF! | #REF! | #REF! | #REF! | #REF! | #REF! | #REF! | #REF! |  | #REF! | #REF! | #REF! | #REF! | #REF! | #REF! | #REF! | #REF! | #REF! | #REF! | #REF! | #REF! | #REF! | #REF! | #REF! | #REF! | #REF! | #REF! | #REF! | #REF! | #REF! | #REF! | #REF! | #REF! | #REF! | #REF! | #REF! | #REF! | #REF! | #REF! | #REF! | #REF! | #REF! | #REF! | #REF! | #REF! | #REF! | #REF! | #REF! | #REF! | #REF! | #REF! | #REF! | #REF! | #REF! | #REF! | #REF! | #REF! | #REF! | #REF! | #REF! | #REF! | #REF! | #REF! | #REF! | #REF! | #REF! | #REF! | #REF! | #REF!
157 | [16 empty] | 0 | 0 | [11 empty] | 0 | 0 | S180 | S179 | 0 | 0 | 0 |  | #REF! | #REF! | #REF! | #REF! | #REF! | #REF! | #REF! | #REF! | #REF! | #REF! | #REF! | #REF! | #REF! | #REF! | #REF! | #REF! | #REF! | #REF! | #REF! | #REF! | #REF! | #REF! | #REF! | #REF! | #REF! | #REF! | #REF! | #REF! | #REF! | #REF! | #REF! | #REF! | #REF! | #REF! | #REF! | #REF! | #REF! | #REF! | #REF! | #REF! | #REF! | #REF! | #REF! | #REF! | #REF! | #REF! | #REF! | #REF! | #REF! | #REF! | #REF! | #REF! | #REF! | #REF! | #REF! | #REF! | #REF! | #REF! | #REF! | #REF! |  | #REF! | #REF! | #REF! | #REF! | #REF! | #REF! | #REF! | #REF! | #REF! | #REF! | #REF! | #REF! | #REF! | #REF! | #REF! | #REF! | #REF! | #REF! | #REF! | #REF! | #REF! | #REF! | #REF! | #REF! | #REF! | #REF! | #REF! | #REF! | #REF! | #REF! | #REF! | #REF! | #REF! | #REF! | #REF! | #REF! | #REF! | #REF! | #REF! | #REF! | #REF! | #REF! | #REF! | #REF! | #REF! | #REF! | #REF! | #REF! | #REF! | #REF! | #REF! | #REF! | #REF! | #REF! | #REF! | #REF! | #REF! | #REF! | #REF! | #REF!
158 | [16 empty] | 0 | 0 | [11 empty] | 0 | 0 | S181 | S180 | 0 | 0 | 0 |  | #REF! | #REF! | #REF! | #REF! | #REF! | #REF! | #REF! | #REF! | #REF! | #REF! | #REF! | #REF! | #REF! | #REF! | #REF! | #REF! | #REF! | #REF! | #REF! | #REF! | #REF! | #REF! | #REF! | #REF! | #REF! | #REF! | #REF! | #REF! | #REF! | #REF! | #REF! | #REF! | #REF! | #REF! | #REF! | #REF! | #REF! | #REF! | #REF! | #REF! | #REF! | #REF! | #REF! | #REF! | #REF! | #REF! | #REF! | #REF! | #REF! | #REF! | #REF! | #REF! | #REF! | #REF! | #REF! | #REF! | #REF! | #REF! | #REF! | #REF! |  | #REF! | #REF! | #REF! | #REF! | #REF! | #REF! | #REF! | #REF! | #REF! | #REF! | #REF! | #REF! | #REF! | #REF! | #REF! | #REF! | #REF! | #REF! | #REF! | #REF! | #REF! | #REF! | #REF! | #REF! | #REF! | #REF! | #REF! | #REF! | #REF! | #REF! | #REF! | #REF! | #REF! | #REF! | #REF! | #REF! | #REF! | #REF! | #REF! | #REF! | #REF! | #REF! | #REF! | #REF! | #REF! | #REF! | #REF! | #REF! | #REF! | #REF! | #REF! | #REF! | #REF! | #REF! | #REF! | #REF! | #REF! | #REF! | #REF! | #REF!
159 | [16 empty] | 0 | 0 | [11 empty] | 0 | 0 | S182 | S181 | 0 | 0 | 0 |  | #REF! | #REF! | #REF! | #REF! | #REF! | #REF! | #REF! | #REF! | #REF! | #REF! | #REF! | #REF! | #REF! | #REF! | #REF! | #REF! | #REF! | #REF! | #REF! | #REF! | #REF! | #REF! | #REF! | #REF! | #REF! | #REF! | #REF! | #REF! | #REF! | #REF! | #REF! | #REF! | #REF! | #REF! | #REF! | #REF! | #REF! | #REF! | #REF! | #REF! | #REF! | #REF! | #REF! | #REF! | #REF! | #REF! | #REF! | #REF! | #REF! | #REF! | #REF! | #REF! | #REF! | #REF! | #REF! | #REF! | #REF! | #REF! | #REF! | #REF! |  | #REF! | #REF! | #REF! | #REF! | #REF! | #REF! | #REF! | #REF! | #REF! | #REF! | #REF! | #REF! | #REF! | #REF! | #REF! | #REF! | #REF! | #REF! | #REF! | #REF! | #REF! | #REF! | #REF! | #REF! | #REF! | #REF! | #REF! | #REF! | #REF! | #REF! | #REF! | #REF! | #REF! | #REF! | #REF! | #REF! | #REF! | #REF! | #REF! | #REF! | #REF! | #REF! | #REF! | #REF! | #REF! | #REF! | #REF! | #REF! | #REF! | #REF! | #REF! | #REF! | #REF! | #REF! | #REF! | #REF! | #REF! | #REF! | #REF! | #REF!
160 | [16 empty] | 0 | 0 | [11 empty] | 0 | 0 | S183 | S182 | 0 | 0 | 0 |  | #REF! | #REF! | #REF! | #REF! | #REF! | #REF! | #REF! | #REF! | #REF! | #REF! | #REF! | #REF! | #REF! | #REF! | #REF! | #REF! | #REF! | #REF! | #REF! | #REF! | #REF! | #REF! | #REF! | #REF! | #REF! | #REF! | #REF! | #REF! | #REF! | #REF! | #REF! | #REF! | #REF! | #REF! | #REF! | #REF! | #REF! | #REF! | #REF! | #REF! | #REF! | #REF! | #REF! | #REF! | #REF! | #REF! | #REF! | #REF! | #REF! | #REF! | #REF! | #REF! | #REF! | #REF! | #REF! | #REF! | #REF! | #REF! | #REF! | #REF! |  | #REF! | #REF! | #REF! | #REF! | #REF! | #REF! | #REF! | #REF! | #REF! | #REF! | #REF! | #REF! | #REF! | #REF! | #REF! | #REF! | #REF! | #REF! | #REF! | #REF! | #REF! | #REF! | #REF! | #REF! | #REF! | #REF! | #REF! | #REF! | #REF! | #REF! | #REF! | #REF! | #REF! | #REF! | #REF! | #REF! | #REF! | #REF! | #REF! | #REF! | #REF! | #REF! | #REF! | #REF! | #REF! | #REF! | #REF! | #REF! | #REF! | #REF! | #REF! | #REF! | #REF! | #REF! | #REF! | #REF! | #REF! | #REF! | #REF! | #REF!
161 | [16 empty] | 0 | 0 | [11 empty] | 0 | 0 | S184 | S183 | 0 | 0 | 0 |  | #REF! | #REF! | #REF! | #REF! | #REF! | #REF! | #REF! | #REF! | #REF! | #REF! | #REF! | #REF! | #REF! | #REF! | #REF! | #REF! | #REF! | #REF! | #REF! | #REF! | #REF! | #REF! | #REF! | #REF! | #REF! | #REF! | #REF! | #REF! | #REF! | #REF! | #REF! | #REF! | #REF! | #REF! | #REF! | #REF! | #REF! | #REF! | #REF! | #REF! | #REF! | #REF! | #REF! | #REF! | #REF! | #REF! | #REF! | #REF! | #REF! | #REF! | #REF! | #REF! | #REF! | #REF! | #REF! | #REF! | #REF! | #REF! | #REF! | #REF! |  | #REF! | #REF! | #REF! | #REF! | #REF! | #REF! | #REF! | #REF! | #REF! | #REF! | #REF! | #REF! | #REF! | #REF! | #REF! | #REF! | #REF! | #REF! | #REF! | #REF! | #REF! | #REF! | #REF! | #REF! | #REF! | #REF! | #REF! | #REF! | #REF! | #REF! | #REF! | #REF! | #REF! | #REF! | #REF! | #REF! | #REF! | #REF! | #REF! | #REF! | #REF! | #REF! | #REF! | #REF! | #REF! | #REF! | #REF! | #REF! | #REF! | #REF! | #REF! | #REF! | #REF! | #REF! | #REF! | #REF! | #REF! | #REF! | #REF! | #REF!
162 | [16 empty] | 0 | 0 | [11 empty] | 0 | 0 | S185 | S184 | 0 | 0 | 0 |  | #REF! | #REF! | #REF! | #REF! | #REF! | #REF! | #REF! | #REF! | #REF! | #REF! | #REF! | #REF! | #REF! | #REF! | #REF! | #REF! | #REF! | #REF! | #REF! | #REF! | #REF! | #REF! | #REF! | #REF! | #REF! | #REF! | #REF! | #REF! | #REF! | #REF! | #REF! | #REF! | #REF! | #REF! | #REF! | #REF! | #REF! | #REF! | #REF! | #REF! | #REF! | #REF! | #REF! | #REF! | #REF! | #REF! | #REF! | #REF! | #REF! | #REF! | #REF! | #REF! | #REF! | #REF! | #REF! | #REF! | #REF! | #REF! | #REF! | #REF! |  | #REF! | #REF! | #REF! | #REF! | #REF! | #REF! | #REF! | #REF! | #REF! | #REF! | #REF! | #REF! | #REF! | #REF! | #REF! | #REF! | #REF! | #REF! | #REF! | #REF! | #REF! | #REF! | #REF! | #REF! | #REF! | #REF! | #REF! | #REF! | #REF! | #REF! | #REF! | #REF! | #REF! | #REF! | #REF! | #REF! | #REF! | #REF! | #REF! | #REF! | #REF! | #REF! | #REF! | #REF! | #REF! | #REF! | #REF! | #REF! | #REF! | #REF! | #REF! | #REF! | #REF! | #REF! | #REF! | #REF! | #REF! | #REF! | #REF! | #REF!
163 | [16 empty] | 0 | 0 | [11 empty] | 0 | 0 | S186 | S185 | 0 | 0 | 0 |  | #REF! | #REF! | #REF! | #REF! | #REF! | #REF! | #REF! | #REF! | #REF! | #REF! | #REF! | #REF! | #REF! | #REF! | #REF! | #REF! | #REF! | #REF! | #REF! | #REF! | #REF! | #REF! | #REF! | #REF! | #REF! | #REF! | #REF! | #REF! | #REF! | #REF! | #REF! | #REF! | #REF! | #REF! | #REF! | #REF! | #REF! | #REF! | #REF! | #REF! | #REF! | #REF! | #REF! | #REF! | #REF! | #REF! | #REF! | #REF! | #REF! | #REF! | #REF! | #REF! | #REF! | #REF! | #REF! | #REF! | #REF! | #REF! | #REF! | #REF! |  | #REF! | #REF! | #REF! | #REF! | #REF! | #REF! | #REF! | #REF! | #REF! | #REF! | #REF! | #REF! | #REF! | #REF! | #REF! | #REF! | #REF! | #REF! | #REF! | #REF! | #REF! | #REF! | #REF! | #REF! | #REF! | #REF! | #REF! | #REF! | #REF! | #REF! | #REF! | #REF! | #REF! | #REF! | #REF! | #REF! | #REF! | #REF! | #REF! | #REF! | #REF! | #REF! | #REF! | #REF! | #REF! | #REF! | #REF! | #REF! | #REF! | #REF! | #REF! | #REF! | #REF! | #REF! | #REF! | #REF! | #REF! | #REF! | #REF! | #REF!
164 | [16 empty] | 0 | 0 | [11 empty] | 0 | 0 | S187 | S186 | 0 | 0 | 0 |  | #REF! | #REF! | #REF! | #REF! | #REF! | #REF! | #REF! | #REF! | #REF! | #REF! | #REF! | #REF! | #REF! | #REF! | #REF! | #REF! | #REF! | #REF! | #REF! | #REF! | #REF! | #REF! | #REF! | #REF! | #REF! | #REF! | #REF! | #REF! | #REF! | #REF! | #REF! | #REF! | #REF! | #REF! | #REF! | #REF! | #REF! | #REF! | #REF! | #REF! | #REF! | #REF! | #REF! | #REF! | #REF! | #REF! | #REF! | #REF! | #REF! | #REF! | #REF! | #REF! | #REF! | #REF! | #REF! | #REF! | #REF! | #REF! | #REF! | #REF! |  | #REF! | #REF! | #REF! | #REF! | #REF! | #REF! | #REF! | #REF! | #REF! | #REF! | #REF! | #REF! | #REF! | #REF! | #REF! | #REF! | #REF! | #REF! | #REF! | #REF! | #REF! | #REF! | #REF! | #REF! | #REF! | #REF! | #REF! | #REF! | #REF! | #REF! | #REF! | #REF! | #REF! | #REF! | #REF! | #REF! | #REF! | #REF! | #REF! | #REF! | #REF! | #REF! | #REF! | #REF! | #REF! | #REF! | #REF! | #REF! | #REF! | #REF! | #REF! | #REF! | #REF! | #REF! | #REF! | #REF! | #REF! | #REF! | #REF! | #REF!
165 | [16 empty] | 0 | 0 | [11 empty] | 0 | 0 | S188 | S187 | 0 | 0 | 0 |  | #REF! | #REF! | #REF! | #REF! | #REF! | #REF! | #REF! | #REF! | #REF! | #REF! | #REF! | #REF! | #REF! | #REF! | #REF! | #REF! | #REF! | #REF! | #REF! | #REF! | #REF! | #REF! | #REF! | #REF! | #REF! | #REF! | #REF! | #REF! | #REF! | #REF! | #REF! | #REF! | #REF! | #REF! | #REF! | #REF! | #REF! | #REF! | #REF! | #REF! | #REF! | #REF! | #REF! | #REF! | #REF! | #REF! | #REF! | #REF! | #REF! | #REF! | #REF! | #REF! | #REF! | #REF! | #REF! | #REF! | #REF! | #REF! | #REF! | #REF! |  | #REF! | #REF! | #REF! | #REF! | #REF! | #REF! | #REF! | #REF! | #REF! | #REF! | #REF! | #REF! | #REF! | #REF! | #REF! | #REF! | #REF! | #REF! | #REF! | #REF! | #REF! | #REF! | #REF! | #REF! | #REF! | #REF! | #REF! | #REF! | #REF! | #REF! | #REF! | #REF! | #REF! | #REF! | #REF! | #REF! | #REF! | #REF! | #REF! | #REF! | #REF! | #REF! | #REF! | #REF! | #REF! | #REF! | #REF! | #REF! | #REF! | #REF! | #REF! | #REF! | #REF! | #REF! | #REF! | #REF! | #REF! | #REF! | #REF! | #REF!
166 | [16 empty] | 0 | 0 | [11 empty] | 0 | 0 | S189 | S188 | 0 | 0 | 0 |  | #REF! | #REF! | #REF! | #REF! | #REF! | #REF! | #REF! | #REF! | #REF! | #REF! | #REF! | #REF! | #REF! | #REF! | #REF! | #REF! | #REF! | #REF! | #REF! | #REF! | #REF! | #REF! | #REF! | #REF! | #REF! | #REF! | #REF! | #REF! | #REF! | #REF! | #REF! | #REF! | #REF! | #REF! | #REF! | #REF! | #REF! | #REF! | #REF! | #REF! | #REF! | #REF! | #REF! | #REF! | #REF! | #REF! | #REF! | #REF! | #REF! | #REF! | #REF! | #REF! | #REF! | #REF! | #REF! | #REF! | #REF! | #REF! | #REF! | #REF! |  | #REF! | #REF! | #REF! | #REF! | #REF! | #REF! | #REF! | #REF! | #REF! | #REF! | #REF! | #REF! | #REF! | #REF! | #REF! | #REF! | #REF! | #REF! | #REF! | #REF! | #REF! | #REF! | #REF! | #REF! | #REF! | #REF! | #REF! | #REF! | #REF! | #REF! | #REF! | #REF! | #REF! | #REF! | #REF! | #REF! | #REF! | #REF! | #REF! | #REF! | #REF! | #REF! | #REF! | #REF! | #REF! | #REF! | #REF! | #REF! | #REF! | #REF! | #REF! | #REF! | #REF! | #REF! | #REF! | #REF! | #REF! | #REF! | #REF! | #REF!
167 | [16 empty] | 0 | 0 | [11 empty] | 0 | 0 | S190 | S189 | 0 | 0 | 0 |  | #REF! | #REF! | #REF! | #REF! | #REF! | #REF! | #REF! | #REF! | #REF! | #REF! | #REF! | #REF! | #REF! | #REF! | #REF! | #REF! | #REF! | #REF! | #REF! | #REF! | #REF! | #REF! | #REF! | #REF! | #REF! | #REF! | #REF! | #REF! | #REF! | #REF! | #REF! | #REF! | #REF! | #REF! | #REF! | #REF! | #REF! | #REF! | #REF! | #REF! | #REF! | #REF! | #REF! | #REF! | #REF! | #REF! | #REF! | #REF! | #REF! | #REF! | #REF! | #REF! | #REF! | #REF! | #REF! | #REF! | #REF! | #REF! | #REF! | #REF! |  | #REF! | #REF! | #REF! | #REF! | #REF! | #REF! | #REF! | #REF! | #REF! | #REF! | #REF! | #REF! | #REF! | #REF! | #REF! | #REF! | #REF! | #REF! | #REF! | #REF! | #REF! | #REF! | #REF! | #REF! | #REF! | #REF! | #REF! | #REF! | #REF! | #REF! | #REF! | #REF! | #REF! | #REF! | #REF! | #REF! | #REF! | #REF! | #REF! | #REF! | #REF! | #REF! | #REF! | #REF! | #REF! | #REF! | #REF! | #REF! | #REF! | #REF! | #REF! | #REF! | #REF! | #REF! | #REF! | #REF! | #REF! | #REF! | #REF! | #REF!
168 | [16 empty] | 0 | 0 | [11 empty] | 0 | 0 | S191 | S190 | 0 | 0 | 0 |  | #REF! | #REF! | #REF! | #REF! | #REF! | #REF! | #REF! | #REF! | #REF! | #REF! | #REF! | #REF! | #REF! | #REF! | #REF! | #REF! | #REF! | #REF! | #REF! | #REF! | #REF! | #REF! | #REF! | #REF! | #REF! | #REF! | #REF! | #REF! | #REF! | #REF! | #REF! | #REF! | #REF! | #REF! | #REF! | #REF! | #REF! | #REF! | #REF! | #REF! | #REF! | #REF! | #REF! | #REF! | #REF! | #REF! | #REF! | #REF! | #REF! | #REF! | #REF! | #REF! | #REF! | #REF! | #REF! | #REF! | #REF! | #REF! | #REF! | #REF! |  | #REF! | #REF! | #REF! | #REF! | #REF! | #REF! | #REF! | #REF! | #REF! | #REF! | #REF! | #REF! | #REF! | #REF! | #REF! | #REF! | #REF! | #REF! | #REF! | #REF! | #REF! | #REF! | #REF! | #REF! | #REF! | #REF! | #REF! | #REF! | #REF! | #REF! | #REF! | #REF! | #REF! | #REF! | #REF! | #REF! | #REF! | #REF! | #REF! | #REF! | #REF! | #REF! | #REF! | #REF! | #REF! | #REF! | #REF! | #REF! | #REF! | #REF! | #REF! | #REF! | #REF! | #REF! | #REF! | #REF! | #REF! | #REF! | #REF! | #REF!
169 | [16 empty] | 0 | 0 | [11 empty] | 0 | 0 | S192 | S191 | 0 | 0 | 0 |  | #REF! | #REF! | #REF! | #REF! | #REF! | #REF! | #REF! | #REF! | #REF! | #REF! | #REF! | #REF! | #REF! | #REF! | #REF! | #REF! | #REF! | #REF! | #REF! | #REF! | #REF! | #REF! | #REF! | #REF! | #REF! | #REF! | #REF! | #REF! | #REF! | #REF! | #REF! | #REF! | #REF! | #REF! | #REF! | #REF! | #REF! | #REF! | #REF! | #REF! | #REF! | #REF! | #REF! | #REF! | #REF! | #REF! | #REF! | #REF! | #REF! | #REF! | #REF! | #REF! | #REF! | #REF! | #REF! | #REF! | #REF! | #REF! | #REF! | #REF! |  | #REF! | #REF! | #REF! | #REF! | #REF! | #REF! | #REF! | #REF! | #REF! | #REF! | #REF! | #REF! | #REF! | #REF! | #REF! | #REF! | #REF! | #REF! | #REF! | #REF! | #REF! | #REF! | #REF! | #REF! | #REF! | #REF! | #REF! | #REF! | #REF! | #REF! | #REF! | #REF! | #REF! | #REF! | #REF! | #REF! | #REF! | #REF! | #REF! | #REF! | #REF! | #REF! | #REF! | #REF! | #REF! | #REF! | #REF! | #REF! | #REF! | #REF! | #REF! | #REF! | #REF! | #REF! | #REF! | #REF! | #REF! | #REF! | #REF! | #REF!
170 | [16 empty] | 0 | 0 | [11 empty] | 0 | 0 | S193 | S192 | 0 | 0 | 0 |  | #REF! | #REF! | #REF! | #REF! | #REF! | #REF! | #REF! | #REF! | #REF! | #REF! | #REF! | #REF! | #REF! | #REF! | #REF! | #REF! | #REF! | #REF! | #REF! | #REF! | #REF! | #REF! | #REF! | #REF! | #REF! | #REF! | #REF! | #REF! | #REF! | #REF! | #REF! | #REF! | #REF! | #REF! | #REF! | #REF! | #REF! | #REF! | #REF! | #REF! | #REF! | #REF! | #REF! | #REF! | #REF! | #REF! | #REF! | #REF! | #REF! | #REF! | #REF! | #REF! | #REF! | #REF! | #REF! | #REF! | #REF! | #REF! | #REF! | #REF! |  | #REF! | #REF! | #REF! | #REF! | #REF! | #REF! | #REF! | #REF! | #REF! | #REF! | #REF! | #REF! | #REF! | #REF! | #REF! | #REF! | #REF! | #REF! | #REF! | #REF! | #REF! | #REF! | #REF! | #REF! | #REF! | #REF! | #REF! | #REF! | #REF! | #REF! | #REF! | #REF! | #REF! | #REF! | #REF! | #REF! | #REF! | #REF! | #REF! | #REF! | #REF! | #REF! | #REF! | #REF! | #REF! | #REF! | #REF! | #REF! | #REF! | #REF! | #REF! | #REF! | #REF! | #REF! | #REF! | #REF! | #REF! | #REF! | #REF! | #REF!
171 | [16 empty] | 0 | 0 | [11 empty] | 0 | 0 | S194 | S193 | 0 | 0 | 0 |  | #REF! | #REF! | #REF! | #REF! | #REF! | #REF! | #REF! | #REF! | #REF! | #REF! | #REF! | #REF! | #REF! | #REF! | #REF! | #REF! | #REF! | #REF! | #REF! | #REF! | #REF! | #REF! | #REF! | #REF! | #REF! | #REF! | #REF! | #REF! | #REF! | #REF! | #REF! | #REF! | #REF! | #REF! | #REF! | #REF! | #REF! | #REF! | #REF! | #REF! | #REF! | #REF! | #REF! | #REF! | #REF! | #REF! | #REF! | #REF! | #REF! | #REF! | #REF! | #REF! | #REF! | #REF! | #REF! | #REF! | #REF! | #REF! | #REF! | #REF! |  | #REF! | #REF! | #REF! | #REF! | #REF! | #REF! | #REF! | #REF! | #REF! | #REF! | #REF! | #REF! | #REF! | #REF! | #REF! | #REF! | #REF! | #REF! | #REF! | #REF! | #REF! | #REF! | #REF! | #REF! | #REF! | #REF! | #REF! | #REF! | #REF! | #REF! | #REF! | #REF! | #REF! | #REF! | #REF! | #REF! | #REF! | #REF! | #REF! | #REF! | #REF! | #REF! | #REF! | #REF! | #REF! | #REF! | #REF! | #REF! | #REF! | #REF! | #REF! | #REF! | #REF! | #REF! | #REF! | #REF! | #REF! | #REF! | #REF! | #REF!
172 | [16 empty] | 0 | 0 | [11 empty] | 0 | 0 | S195 | S194 | 0 | 0 | 0 |  | #REF! | #REF! | #REF! | #REF! | #REF! | #REF! | #REF! | #REF! | #REF! | #REF! | #REF! | #REF! | #REF! | #REF! | #REF! | #REF! | #REF! | #REF! | #REF! | #REF! | #REF! | #REF! | #REF! | #REF! | #REF! | #REF! | #REF! | #REF! | #REF! | #REF! | #REF! | #REF! | #REF! | #REF! | #REF! | #REF! | #REF! | #REF! | #REF! | #REF! | #REF! | #REF! | #REF! | #REF! | #REF! | #REF! | #REF! | #REF! | #REF! | #REF! | #REF! | #REF! | #REF! | #REF! | #REF! | #REF! | #REF! | #REF! | #REF! | #REF! |  | #REF! | #REF! | #REF! | #REF! | #REF! | #REF! | #REF! | #REF! | #REF! | #REF! | #REF! | #REF! | #REF! | #REF! | #REF! | #REF! | #REF! | #REF! | #REF! | #REF! | #REF! | #REF! | #REF! | #REF! | #REF! | #REF! | #REF! | #REF! | #REF! | #REF! | #REF! | #REF! | #REF! | #REF! | #REF! | #REF! | #REF! | #REF! | #REF! | #REF! | #REF! | #REF! | #REF! | #REF! | #REF! | #REF! | #REF! | #REF! | #REF! | #REF! | #REF! | #REF! | #REF! | #REF! | #REF! | #REF! | #REF! | #REF! | #REF! | #REF!
173 | [16 empty] | 0 | 0 | [11 empty] | 0 | 0 | S196 | S195 | 0 | 0 | 0 |  | #REF! | #REF! | #REF! | #REF! | #REF! | #REF! | #REF! | #REF! | #REF! | #REF! | #REF! | #REF! | #REF! | #REF! | #REF! | #REF! | #REF! | #REF! | #REF! | #REF! | #REF! | #REF! | #REF! | #REF! | #REF! | #REF! | #REF! | #REF! | #REF! | #REF! | #REF! | #REF! | #REF! | #REF! | #REF! | #REF! | #REF! | #REF! | #REF! | #REF! | #REF! | #REF! | #REF! | #REF! | #REF! | #REF! | #REF! | #REF! | #REF! | #REF! | #REF! | #REF! | #REF! | #REF! | #REF! | #REF! | #REF! | #REF! | #REF! | #REF! |  | #REF! | #REF! | #REF! | #REF! | #REF! | #REF! | #REF! | #REF! | #REF! | #REF! | #REF! | #REF! | #REF! | #REF! | #REF! | #REF! | #REF! | #REF! | #REF! | #REF! | #REF! | #REF! | #REF! | #REF! | #REF! | #REF! | #REF! | #REF! | #REF! | #REF! | #REF! | #REF! | #REF! | #REF! | #REF! | #REF! | #REF! | #REF! | #REF! | #REF! | #REF! | #REF! | #REF! | #REF! | #REF! | #REF! | #REF! | #REF! | #REF! | #REF! | #REF! | #REF! | #REF! | #REF! | #REF! | #REF! | #REF! | #REF! | #REF! | #REF!
174 | [16 empty] | 0 | 0 | [11 empty] | 0 | 0 | S197 | S196 | 0 | 0 | 0 |  | #REF! | #REF! | #REF! | #REF! | #REF! | #REF! | #REF! | #REF! | #REF! | #REF! | #REF! | #REF! | #REF! | #REF! | #REF! | #REF! | #REF! | #REF! | #REF! | #REF! | #REF! | #REF! | #REF! | #REF! | #REF! | #REF! | #REF! | #REF! | #REF! | #REF! | #REF! | #REF! | #REF! | #REF! | #REF! | #REF! | #REF! | #REF! | #REF! | #REF! | #REF! | #REF! | #REF! | #REF! | #REF! | #REF! | #REF! | #REF! | #REF! | #REF! | #REF! | #REF! | #REF! | #REF! | #REF! | #REF! | #REF! | #REF! | #REF! | #REF! |  | #REF! | #REF! | #REF! | #REF! | #REF! | #REF! | #REF! | #REF! | #REF! | #REF! | #REF! | #REF! | #REF! | #REF! | #REF! | #REF! | #REF! | #REF! | #REF! | #REF! | #REF! | #REF! | #REF! | #REF! | #REF! | #REF! | #REF! | #REF! | #REF! | #REF! | #REF! | #REF! | #REF! | #REF! | #REF! | #REF! | #REF! | #REF! | #REF! | #REF! | #REF! | #REF! | #REF! | #REF! | #REF! | #REF! | #REF! | #REF! | #REF! | #REF! | #REF! | #REF! | #REF! | #REF! | #REF! | #REF! | #REF! | #REF! | #REF! | #REF!
175 | [16 empty] | 0 | 0 | [11 empty] | 0 | 0 | S198 | S197 | 0 | 0 | 0 |  | #REF! | #REF! | #REF! | #REF! | #REF! | #REF! | #REF! | #REF! | #REF! | #REF! | #REF! | #REF! | #REF! | #REF! | #REF! | #REF! | #REF! | #REF! | #REF! | #REF! | #REF! | #REF! | #REF! | #REF! | #REF! | #REF! | #REF! | #REF! | #REF! | #REF! | #REF! | #REF! | #REF! | #REF! | #REF! | #REF! | #REF! | #REF! | #REF! | #REF! | #REF! | #REF! | #REF! | #REF! | #REF! | #REF! | #REF! | #REF! | #REF! | #REF! | #REF! | #REF! | #REF! | #REF! | #REF! | #REF! | #REF! | #REF! | #REF! | #REF! |  | #REF! | #REF! | #REF! | #REF! | #REF! | #REF! | #REF! | #REF! | #REF! | #REF! | #REF! | #REF! | #REF! | #REF! | #REF! | #REF! | #REF! | #REF! | #REF! | #REF! | #REF! | #REF! | #REF! | #REF! | #REF! | #REF! | #REF! | #REF! | #REF! | #REF! | #REF! | #REF! | #REF! | #REF! | #REF! | #REF! | #REF! | #REF! | #REF! | #REF! | #REF! | #REF! | #REF! | #REF! | #REF! | #REF! | #REF! | #REF! | #REF! | #REF! | #REF! | #REF! | #REF! | #REF! | #REF! | #REF! | #REF! | #REF! | #REF! | #REF!
176 | [16 empty] | 0 | 0 | [11 empty] | 0 | 0 | S199 | S198 | 0 | 0 | 0 |  | #REF! | #REF! | #REF! | #REF! | #REF! | #REF! | #REF! | #REF! | #REF! | #REF! | #REF! | #REF! | #REF! | #REF! | #REF! | #REF! | #REF! | #REF! | #REF! | #REF! | #REF! | #REF! | #REF! | #REF! | #REF! | #REF! | #REF! | #REF! | #REF! | #REF! | #REF! | #REF! | #REF! | #REF! | #REF! | #REF! | #REF! | #REF! | #REF! | #REF! | #REF! | #REF! | #REF! | #REF! | #REF! | #REF! | #REF! | #REF! | #REF! | #REF! | #REF! | #REF! | #REF! | #REF! | #REF! | #REF! | #REF! | #REF! | #REF! | #REF! |  | #REF! | #REF! | #REF! | #REF! | #REF! | #REF! | #REF! | #REF! | #REF! | #REF! | #REF! | #REF! | #REF! | #REF! | #REF! | #REF! | #REF! | #REF! | #REF! | #REF! | #REF! | #REF! | #REF! | #REF! | #REF! | #REF! | #REF! | #REF! | #REF! | #REF! | #REF! | #REF! | #REF! | #REF! | #REF! | #REF! | #REF! | #REF! | #REF! | #REF! | #REF! | #REF! | #REF! | #REF! | #REF! | #REF! | #REF! | #REF! | #REF! | #REF! | #REF! | #REF! | #REF! | #REF! | #REF! | #REF! | #REF! | #REF! | #REF! | #REF!
177 | [16 empty] | 0 | 0 | [11 empty] | 0 | 0 | S200 | S199 | 0 | 0 | 0 |  | #REF! | #REF! | #REF! | #REF! | #REF! | #REF! | #REF! | #REF! | #REF! | #REF! | #REF! | #REF! | #REF! | #REF! | #REF! | #REF! | #REF! | #REF! | #REF! | #REF! | #REF! | #REF! | #REF! | #REF! | #REF! | #REF! | #REF! | #REF! | #REF! | #REF! | #REF! | #REF! | #REF! | #REF! | #REF! | #REF! | #REF! | #REF! | #REF! | #REF! | #REF! | #REF! | #REF! | #REF! | #REF! | #REF! | #REF! | #REF! | #REF! | #REF! | #REF! | #REF! | #REF! | #REF! | #REF! | #REF! | #REF! | #REF! | #REF! | #REF! |  | #REF! | #REF! | #REF! | #REF! | #REF! | #REF! | #REF! | #REF! | #REF! | #REF! | #REF! | #REF! | #REF! | #REF! | #REF! | #REF! | #REF! | #REF! | #REF! | #REF! | #REF! | #REF! | #REF! | #REF! | #REF! | #REF! | #REF! | #REF! | #REF! | #REF! | #REF! | #REF! | #REF! | #REF! | #REF! | #REF! | #REF! | #REF! | #REF! | #REF! | #REF! | #REF! | #REF! | #REF! | #REF! | #REF! | #REF! | #REF! | #REF! | #REF! | #REF! | #REF! | #REF! | #REF! | #REF! | #REF! | #REF! | #REF! | #REF! | #REF!
178 | [16 empty] | 0 | 0 | [11 empty] | 0 | 0 | S201 | S200 | 0 | 0 | 0 |  | #REF! | #REF! | #REF! | #REF! | #REF! | #REF! | #REF! | #REF! | #REF! | #REF! | #REF! | #REF! | #REF! | #REF! | #REF! | #REF! | #REF! | #REF! | #REF! | #REF! | #REF! | #REF! | #REF! | #REF! | #REF! | #REF! | #REF! | #REF! | #REF! | #REF! | #REF! | #REF! | #REF! | #REF! | #REF! | #REF! | #REF! | #REF! | #REF! | #REF! | #REF! | #REF! | #REF! | #REF! | #REF! | #REF! | #REF! | #REF! | #REF! | #REF! | #REF! | #REF! | #REF! | #REF! | #REF! | #REF! | #REF! | #REF! | #REF! | #REF! |  | #REF! | #REF! | #REF! | #REF! | #REF! | #REF! | #REF! | #REF! | #REF! | #REF! | #REF! | #REF! | #REF! | #REF! | #REF! | #REF! | #REF! | #REF! | #REF! | #REF! | #REF! | #REF! | #REF! | #REF! | #REF! | #REF! | #REF! | #REF! | #REF! | #REF! | #REF! | #REF! | #REF! | #REF! | #REF! | #REF! | #REF! | #REF! | #REF! | #REF! | #REF! | #REF! | #REF! | #REF! | #REF! | #REF! | #REF! | #REF! | #REF! | #REF! | #REF! | #REF! | #REF! | #REF! | #REF! | #REF! | #REF! | #REF! | #REF! | #REF!
179 | [16 empty] | 0 | 0 | [11 empty] | 0 | 0 | S202 | S201 | 0 | 0 | 0 |  | #REF! | #REF! | #REF! | #REF! | #REF! | #REF! | #REF! | #REF! | #REF! | #REF! | #REF! | #REF! | #REF! | #REF! | #REF! | #REF! | #REF! | #REF! | #REF! | #REF! | #REF! | #REF! | #REF! | #REF! | #REF! | #REF! | #REF! | #REF! | #REF! | #REF! | #REF! | #REF! | #REF! | #REF! | #REF! | #REF! | #REF! | #REF! | #REF! | #REF! | #REF! | #REF! | #REF! | #REF! | #REF! | #REF! | #REF! | #REF! | #REF! | #REF! | #REF! | #REF! | #REF! | #REF! | #REF! | #REF! | #REF! | #REF! | #REF! | #REF! |  | #REF! | #REF! | #REF! | #REF! | #REF! | #REF! | #REF! | #REF! | #REF! | #REF! | #REF! | #REF! | #REF! | #REF! | #REF! | #REF! | #REF! | #REF! | #REF! | #REF! | #REF! | #REF! | #REF! | #REF! | #REF! | #REF! | #REF! | #REF! | #REF! | #REF! | #REF! | #REF! | #REF! | #REF! | #REF! | #REF! | #REF! | #REF! | #REF! | #REF! | #REF! | #REF! | #REF! | #REF! | #REF! | #REF! | #REF! | #REF! | #REF! | #REF! | #REF! | #REF! | #REF! | #REF! | #REF! | #REF! | #REF! | #REF! | #REF! | #REF!
180 | [16 empty] | 0 | 0 | [11 empty] | 0 | 0 | S203 | S202 | 0 | 0 | 0 |  | #REF! | #REF! | #REF! | #REF! | #REF! | #REF! | #REF! | #REF! | #REF! | #REF! | #REF! | #REF! | #REF! | #REF! | #REF! | #REF! | #REF! | #REF! | #REF! | #REF! | #REF! | #REF! | #REF! | #REF! | #REF! | #REF! | #REF! | #REF! | #REF! | #REF! | #REF! | #REF! | #REF! | #REF! | #REF! | #REF! | #REF! | #REF! | #REF! | #REF! | #REF! | #REF! | #REF! | #REF! | #REF! | #REF! | #REF! | #REF! | #REF! | #REF! | #REF! | #REF! | #REF! | #REF! | #REF! | #REF! | #REF! | #REF! | #REF! | #REF! |  | #REF! | #REF! | #REF! | #REF! | #REF! | #REF! | #REF! | #REF! | #REF! | #REF! | #REF! | #REF! | #REF! | #REF! | #REF! | #REF! | #REF! | #REF! | #REF! | #REF! | #REF! | #REF! | #REF! | #REF! | #REF! | #REF! | #REF! | #REF! | #REF! | #REF! | #REF! | #REF! | #REF! | #REF! | #REF! | #REF! | #REF! | #REF! | #REF! | #REF! | #REF! | #REF! | #REF! | #REF! | #REF! | #REF! | #REF! | #REF! | #REF! | #REF! | #REF! | #REF! | #REF! | #REF! | #REF! | #REF! | #REF! | #REF! | #REF! | #REF!
181 | [16 empty] | 0 | 0 | [11 empty] | 0 | 0 | S204 | S203 | 0 | 0 | 0 |  | #REF! | #REF! | #REF! | #REF! | #REF! | #REF! | #REF! | #REF! | #REF! | #REF! | #REF! | #REF! | #REF! | #REF! | #REF! | #REF! | #REF! | #REF! | #REF! | #REF! | #REF! | #REF! | #REF! | #REF! | #REF! | #REF! | #REF! | #REF! | #REF! | #REF! | #REF! | #REF! | #REF! | #REF! | #REF! | #REF! | #REF! | #REF! | #REF! | #REF! | #REF! | #REF! | #REF! | #REF! | #REF! | #REF! | #REF! | #REF! | #REF! | #REF! | #REF! | #REF! | #REF! | #REF! | #REF! | #REF! | #REF! | #REF! | #REF! | #REF! |  | #REF! | #REF! | #REF! | #REF! | #REF! | #REF! | #REF! | #REF! | #REF! | #REF! | #REF! | #REF! | #REF! | #REF! | #REF! | #REF! | #REF! | #REF! | #REF! | #REF! | #REF! | #REF! | #REF! | #REF! | #REF! | #REF! | #REF! | #REF! | #REF! | #REF! | #REF! | #REF! | #REF! | #REF! | #REF! | #REF! | #REF! | #REF! | #REF! | #REF! | #REF! | #REF! | #REF! | #REF! | #REF! | #REF! | #REF! | #REF! | #REF! | #REF! | #REF! | #REF! | #REF! | #REF! | #REF! | #REF! | #REF! | #REF! | #REF! | #REF!
182 | [16 empty] | 0 | 0 | [11 empty] | 0 | 0 | S205 | S204 | 0 | 0 | 0 |  | #REF! | #REF! | #REF! | #REF! | #REF! | #REF! | #REF! | #REF! | #REF! | #REF! | #REF! | #REF! | #REF! | #REF! | #REF! | #REF! | #REF! | #REF! | #REF! | #REF! | #REF! | #REF! | #REF! | #REF! | #REF! | #REF! | #REF! | #REF! | #REF! | #REF! | #REF! | #REF! | #REF! | #REF! | #REF! | #REF! | #REF! | #REF! | #REF! | #REF! | #REF! | #REF! | #REF! | #REF! | #REF! | #REF! | #REF! | #REF! | #REF! | #REF! | #REF! | #REF! | #REF! | #REF! | #REF! | #REF! | #REF! | #REF! | #REF! | #REF! |  | #REF! | #REF! | #REF! | #REF! | #REF! | #REF! | #REF! | #REF! | #REF! | #REF! | #REF! | #REF! | #REF! | #REF! | #REF! | #REF! | #REF! | #REF! | #REF! | #REF! | #REF! | #REF! | #REF! | #REF! | #REF! | #REF! | #REF! | #REF! | #REF! | #REF! | #REF! | #REF! | #REF! | #REF! | #REF! | #REF! | #REF! | #REF! | #REF! | #REF! | #REF! | #REF! | #REF! | #REF! | #REF! | #REF! | #REF! | #REF! | #REF! | #REF! | #REF! | #REF! | #REF! | #REF! | #REF! | #REF! | #REF! | #REF! | #REF! | #REF!
183 | [16 empty] | 0 | 0 | [11 empty] | 0 | 0 | S206 | S205 | 0 | 0 | 0 |  | #REF! | #REF! | #REF! | #REF! | #REF! | #REF! | #REF! | #REF! | #REF! | #REF! | #REF! | #REF! | #REF! | #REF! | #REF! | #REF! | #REF! | #REF! | #REF! | #REF! | #REF! | #REF! | #REF! | #REF! | #REF! | #REF! | #REF! | #REF! | #REF! | #REF! | #REF! | #REF! | #REF! | #REF! | #REF! | #REF! | #REF! | #REF! | #REF! | #REF! | #REF! | #REF! | #REF! | #REF! | #REF! | #REF! | #REF! | #REF! | #REF! | #REF! | #REF! | #REF! | #REF! | #REF! | #REF! | #REF! | #REF! | #REF! | #REF! | #REF! |  | #REF! | #REF! | #REF! | #REF! | #REF! | #REF! | #REF! | #REF! | #REF! | #REF! | #REF! | #REF! | #REF! | #REF! | #REF! | #REF! | #REF! | #REF! | #REF! | #REF! | #REF! | #REF! | #REF! | #REF! | #REF! | #REF! | #REF! | #REF! | #REF! | #REF! | #REF! | #REF! | #REF! | #REF! | #REF! | #REF! | #REF! | #REF! | #REF! | #REF! | #REF! | #REF! | #REF! | #REF! | #REF! | #REF! | #REF! | #REF! | #REF! | #REF! | #REF! | #REF! | #REF! | #REF! | #REF! | #REF! | #REF! | #REF! | #REF! | #REF!
184 | [16 empty] | 0 | 0 | [11 empty] | 0 | 0 | S207 | S206 | 0 | 0 | 0 |  | #REF! | #REF! | #REF! | #REF! | #REF! | #REF! | #REF! | #REF! | #REF! | #REF! | #REF! | #REF! | #REF! | #REF! | #REF! | #REF! | #REF! | #REF! | #REF! | #REF! | #REF! | #REF! | #REF! | #REF! | #REF! | #REF! | #REF! | #REF! | #REF! | #REF! | #REF! | #REF! | #REF! | #REF! | #REF! | #REF! | #REF! | #REF! | #REF! | #REF! | #REF! | #REF! | #REF! | #REF! | #REF! | #REF! | #REF! | #REF! | #REF! | #REF! | #REF! | #REF! | #REF! | #REF! | #REF! | #REF! | #REF! | #REF! | #REF! | #REF! |  | #REF! | #REF! | #REF! | #REF! | #REF! | #REF! | #REF! | #REF! | #REF! | #REF! | #REF! | #REF! | #REF! | #REF! | #REF! | #REF! | #REF! | #REF! | #REF! | #REF! | #REF! | #REF! | #REF! | #REF! | #REF! | #REF! | #REF! | #REF! | #REF! | #REF! | #REF! | #REF! | #REF! | #REF! | #REF! | #REF! | #REF! | #REF! | #REF! | #REF! | #REF! | #REF! | #REF! | #REF! | #REF! | #REF! | #REF! | #REF! | #REF! | #REF! | #REF! | #REF! | #REF! | #REF! | #REF! | #REF! | #REF! | #REF! | #REF! | #REF!
185 | [16 empty] | 0 | 0 | [11 empty] | 0 | 0 | S208 | S207 | 0 | 0 | 0 |  | #REF! | #REF! | #REF! | #REF! | #REF! | #REF! | #REF! | #REF! | #REF! | #REF! | #REF! | #REF! | #REF! | #REF! | #REF! | #REF! | #REF! | #REF! | #REF! | #REF! | #REF! | #REF! | #REF! | #REF! | #REF! | #REF! | #REF! | #REF! | #REF! | #REF! | #REF! | #REF! | #REF! | #REF! | #REF! | #REF! | #REF! | #REF! | #REF! | #REF! | #REF! | #REF! | #REF! | #REF! | #REF! | #REF! | #REF! | #REF! | #REF! | #REF! | #REF! | #REF! | #REF! | #REF! | #REF! | #REF! | #REF! | #REF! | #REF! | #REF! |  | #REF! | #REF! | #REF! | #REF! | #REF! | #REF! | #REF! | #REF! | #REF! | #REF! | #REF! | #REF! | #REF! | #REF! | #REF! | #REF! | #REF! | #REF! | #REF! | #REF! | #REF! | #REF! | #REF! | #REF! | #REF! | #REF! | #REF! | #REF! | #REF! | #REF! | #REF! | #REF! | #REF! | #REF! | #REF! | #REF! | #REF! | #REF! | #REF! | #REF! | #REF! | #REF! | #REF! | #REF! | #REF! | #REF! | #REF! | #REF! | #REF! | #REF! | #REF! | #REF! | #REF! | #REF! | #REF! | #REF! | #REF! | #REF! | #REF! | #REF!
186 | [16 empty] | 0 | 0 | [11 empty] | 0 | 0 | S209 | S208 | 0 | 0 | 0 |  | #REF! | #REF! | #REF! | #REF! | #REF! | #REF! | #REF! | #REF! | #REF! | #REF! | #REF! | #REF! | #REF! | #REF! | #REF! | #REF! | #REF! | #REF! | #REF! | #REF! | #REF! | #REF! | #REF! | #REF! | #REF! | #REF! | #REF! | #REF! | #REF! | #REF! | #REF! | #REF! | #REF! | #REF! | #REF! | #REF! | #REF! | #REF! | #REF! | #REF! | #REF! | #REF! | #REF! | #REF! | #REF! | #REF! | #REF! | #REF! | #REF! | #REF! | #REF! | #REF! | #REF! | #REF! | #REF! | #REF! | #REF! | #REF! | #REF! | #REF! |  | #REF! | #REF! | #REF! | #REF! | #REF! | #REF! | #REF! | #REF! | #REF! | #REF! | #REF! | #REF! | #REF! | #REF! | #REF! | #REF! | #REF! | #REF! | #REF! | #REF! | #REF! | #REF! | #REF! | #REF! | #REF! | #REF! | #REF! | #REF! | #REF! | #REF! | #REF! | #REF! | #REF! | #REF! | #REF! | #REF! | #REF! | #REF! | #REF! | #REF! | #REF! | #REF! | #REF! | #REF! | #REF! | #REF! | #REF! | #REF! | #REF! | #REF! | #REF! | #REF! | #REF! | #REF! | #REF! | #REF! | #REF! | #REF! | #REF! | #REF!
187 | [16 empty] | 0 | 0 | [11 empty] | 0 | 0 | S210 | S209 | 0 | 0 | 0 |  | #REF! | #REF! | #REF! | #REF! | #REF! | #REF! | #REF! | #REF! | #REF! | #REF! | #REF! | #REF! | #REF! | #REF! | #REF! | #REF! | #REF! | #REF! | #REF! | #REF! | #REF! | #REF! | #REF! | #REF! | #REF! | #REF! | #REF! | #REF! | #REF! | #REF! | #REF! | #REF! | #REF! | #REF! | #REF! | #REF! | #REF! | #REF! | #REF! | #REF! | #REF! | #REF! | #REF! | #REF! | #REF! | #REF! | #REF! | #REF! | #REF! | #REF! | #REF! | #REF! | #REF! | #REF! | #REF! | #REF! | #REF! | #REF! | #REF! | #REF! |  | #REF! | #REF! | #REF! | #REF! | #REF! | #REF! | #REF! | #REF! | #REF! | #REF! | #REF! | #REF! | #REF! | #REF! | #REF! | #REF! | #REF! | #REF! | #REF! | #REF! | #REF! | #REF! | #REF! | #REF! | #REF! | #REF! | #REF! | #REF! | #REF! | #REF! | #REF! | #REF! | #REF! | #REF! | #REF! | #REF! | #REF! | #REF! | #REF! | #REF! | #REF! | #REF! | #REF! | #REF! | #REF! | #REF! | #REF! | #REF! | #REF! | #REF! | #REF! | #REF! | #REF! | #REF! | #REF! | #REF! | #REF! | #REF! | #REF! | #REF!
188 | [16 empty] | 0 | 0 | [11 empty] | 0 | 0 | S211 | S210 | 0 | 0 | 0 |  | #REF! | #REF! | #REF! | #REF! | #REF! | #REF! | #REF! | #REF! | #REF! | #REF! | #REF! | #REF! | #REF! | #REF! | #REF! | #REF! | #REF! | #REF! | #REF! | #REF! | #REF! | #REF! | #REF! | #REF! | #REF! | #REF! | #REF! | #REF! | #REF! | #REF! | #REF! | #REF! | #REF! | #REF! | #REF! | #REF! | #REF! | #REF! | #REF! | #REF! | #REF! | #REF! | #REF! | #REF! | #REF! | #REF! | #REF! | #REF! | #REF! | #REF! | #REF! | #REF! | #REF! | #REF! | #REF! | #REF! | #REF! | #REF! | #REF! | #REF! |  | #REF! | #REF! | #REF! | #REF! | #REF! | #REF! | #REF! | #REF! | #REF! | #REF! | #REF! | #REF! | #REF! | #REF! | #REF! | #REF! | #REF! | #REF! | #REF! | #REF! | #REF! | #REF! | #REF! | #REF! | #REF! | #REF! | #REF! | #REF! | #REF! | #REF! | #REF! | #REF! | #REF! | #REF! | #REF! | #REF! | #REF! | #REF! | #REF! | #REF! | #REF! | #REF! | #REF! | #REF! | #REF! | #REF! | #REF! | #REF! | #REF! | #REF! | #REF! | #REF! | #REF! | #REF! | #REF! | #REF! | #REF! | #REF! | #REF! | #REF!
189 | [16 empty] | 0 | 0 | [11 empty] | 0 | 0 | S212 | S211 | 0 | 0 | 0 |  | #REF! | #REF! | #REF! | #REF! | #REF! | #REF! | #REF! | #REF! | #REF! | #REF! | #REF! | #REF! | #REF! | #REF! | #REF! | #REF! | #REF! | #REF! | #REF! | #REF! | #REF! | #REF! | #REF! | #REF! | #REF! | #REF! | #REF! | #REF! | #REF! | #REF! | #REF! | #REF! | #REF! | #REF! | #REF! | #REF! | #REF! | #REF! | #REF! | #REF! | #REF! | #REF! | #REF! | #REF! | #REF! | #REF! | #REF! | #REF! | #REF! | #REF! | #REF! | #REF! | #REF! | #REF! | #REF! | #REF! | #REF! | #REF! | #REF! | #REF! |  | #REF! | #REF! | #REF! | #REF! | #REF! | #REF! | #REF! | #REF! | #REF! | #REF! | #REF! | #REF! | #REF! | #REF! | #REF! | #REF! | #REF! | #REF! | #REF! | #REF! | #REF! | #REF! | #REF! | #REF! | #REF! | #REF! | #REF! | #REF! | #REF! | #REF! | #REF! | #REF! | #REF! | #REF! | #REF! | #REF! | #REF! | #REF! | #REF! | #REF! | #REF! | #REF! | #REF! | #REF! | #REF! | #REF! | #REF! | #REF! | #REF! | #REF! | #REF! | #REF! | #REF! | #REF! | #REF! | #REF! | #REF! | #REF! | #REF! | #REF!
190 | [16 empty] | 0 | 0 | [11 empty] | 0 | 0 | S213 | S212 | 0 | 0 | 0 |  | #REF! | #REF! | #REF! | #REF! | #REF! | #REF! | #REF! | #REF! | #REF! | #REF! | #REF! | #REF! | #REF! | #REF! | #REF! | #REF! | #REF! | #REF! | #REF! | #REF! | #REF! | #REF! | #REF! | #REF! | #REF! | #REF! | #REF! | #REF! | #REF! | #REF! | #REF! | #REF! | #REF! | #REF! | #REF! | #REF! | #REF! | #REF! | #REF! | #REF! | #REF! | #REF! | #REF! | #REF! | #REF! | #REF! | #REF! | #REF! | #REF! | #REF! | #REF! | #REF! | #REF! | #REF! | #REF! | #REF! | #REF! | #REF! | #REF! | #REF! |  | #REF! | #REF! | #REF! | #REF! | #REF! | #REF! | #REF! | #REF! | #REF! | #REF! | #REF! | #REF! | #REF! | #REF! | #REF! | #REF! | #REF! | #REF! | #REF! | #REF! | #REF! | #REF! | #REF! | #REF! | #REF! | #REF! | #REF! | #REF! | #REF! | #REF! | #REF! | #REF! | #REF! | #REF! | #REF! | #REF! | #REF! | #REF! | #REF! | #REF! | #REF! | #REF! | #REF! | #REF! | #REF! | #REF! | #REF! | #REF! | #REF! | #REF! | #REF! | #REF! | #REF! | #REF! | #REF! | #REF! | #REF! | #REF! | #REF! | #REF!
191 | [16 empty] | 0 | 0 | [11 empty] | 0 | 0 | S214 | S213 | 0 | 0 | 0 |  | #REF! | #REF! | #REF! | #REF! | #REF! | #REF! | #REF! | #REF! | #REF! | #REF! | #REF! | #REF! | #REF! | #REF! | #REF! | #REF! | #REF! | #REF! | #REF! | #REF! | #REF! | #REF! | #REF! | #REF! | #REF! | #REF! | #REF! | #REF! | #REF! | #REF! | #REF! | #REF! | #REF! | #REF! | #REF! | #REF! | #REF! | #REF! | #REF! | #REF! | #REF! | #REF! | #REF! | #REF! | #REF! | #REF! | #REF! | #REF! | #REF! | #REF! | #REF! | #REF! | #REF! | #REF! | #REF! | #REF! | #REF! | #REF! | #REF! | #REF! |  | #REF! | #REF! | #REF! | #REF! | #REF! | #REF! | #REF! | #REF! | #REF! | #REF! | #REF! | #REF! | #REF! | #REF! | #REF! | #REF! | #REF! | #REF! | #REF! | #REF! | #REF! | #REF! | #REF! | #REF! | #REF! | #REF! | #REF! | #REF! | #REF! | #REF! | #REF! | #REF! | #REF! | #REF! | #REF! | #REF! | #REF! | #REF! | #REF! | #REF! | #REF! | #REF! | #REF! | #REF! | #REF! | #REF! | #REF! | #REF! | #REF! | #REF! | #REF! | #REF! | #REF! | #REF! | #REF! | #REF! | #REF! | #REF! | #REF! | #REF!
192 | [16 empty] | 0 | 0 | [11 empty] | 0 | 0 | S215 | S214 | 0 | 0 | 0 |  | #REF! | #REF! | #REF! | #REF! | #REF! | #REF! | #REF! | #REF! | #REF! | #REF! | #REF! | #REF! | #REF! | #REF! | #REF! | #REF! | #REF! | #REF! | #REF! | #REF! | #REF! | #REF! | #REF! | #REF! | #REF! | #REF! | #REF! | #REF! | #REF! | #REF! | #REF! | #REF! | #REF! | #REF! | #REF! | #REF! | #REF! | #REF! | #REF! | #REF! | #REF! | #REF! | #REF! | #REF! | #REF! | #REF! | #REF! | #REF! | #REF! | #REF! | #REF! | #REF! | #REF! | #REF! | #REF! | #REF! | #REF! | #REF! | #REF! | #REF! |  | #REF! | #REF! | #REF! | #REF! | #REF! | #REF! | #REF! | #REF! | #REF! | #REF! | #REF! | #REF! | #REF! | #REF! | #REF! | #REF! | #REF! | #REF! | #REF! | #REF! | #REF! | #REF! | #REF! | #REF! | #REF! | #REF! | #REF! | #REF! | #REF! | #REF! | #REF! | #REF! | #REF! | #REF! | #REF! | #REF! | #REF! | #REF! | #REF! | #REF! | #REF! | #REF! | #REF! | #REF! | #REF! | #REF! | #REF! | #REF! | #REF! | #REF! | #REF! | #REF! | #REF! | #REF! | #REF! | #REF! | #REF! | #REF! | #REF! | #REF!
193 | [16 empty] | 0 | 0 | [11 empty] | 0 | 0 | S216 | S215 | 0 | 0 | 0 |  | #REF! | #REF! | #REF! | #REF! | #REF! | #REF! | #REF! | #REF! | #REF! | #REF! | #REF! | #REF! | #REF! | #REF! | #REF! | #REF! | #REF! | #REF! | #REF! | #REF! | #REF! | #REF! | #REF! | #REF! | #REF! | #REF! | #REF! | #REF! | #REF! | #REF! | #REF! | #REF! | #REF! | #REF! | #REF! | #REF! | #REF! | #REF! | #REF! | #REF! | #REF! | #REF! | #REF! | #REF! | #REF! | #REF! | #REF! | #REF! | #REF! | #REF! | #REF! | #REF! | #REF! | #REF! | #REF! | #REF! | #REF! | #REF! | #REF! | #REF! |  | #REF! | #REF! | #REF! | #REF! | #REF! | #REF! | #REF! | #REF! | #REF! | #REF! | #REF! | #REF! | #REF! | #REF! | #REF! | #REF! | #REF! | #REF! | #REF! | #REF! | #REF! | #REF! | #REF! | #REF! | #REF! | #REF! | #REF! | #REF! | #REF! | #REF! | #REF! | #REF! | #REF! | #REF! | #REF! | #REF! | #REF! | #REF! | #REF! | #REF! | #REF! | #REF! | #REF! | #REF! | #REF! | #REF! | #REF! | #REF! | #REF! | #REF! | #REF! | #REF! | #REF! | #REF! | #REF! | #REF! | #REF! | #REF! | #REF! | #REF!
194 | [16 empty] | 0 | 0 | [11 empty] | 0 | 0 | S217 | S216 | 0 | 0 | 0 |  | #REF! | #REF! | #REF! | #REF! | #REF! | #REF! | #REF! | #REF! | #REF! | #REF! | #REF! | #REF! | #REF! | #REF! | #REF! | #REF! | #REF! | #REF! | #REF! | #REF! | #REF! | #REF! | #REF! | #REF! | #REF! | #REF! | #REF! | #REF! | #REF! | #REF! | #REF! | #REF! | #REF! | #REF! | #REF! | #REF! | #REF! | #REF! | #REF! | #REF! | #REF! | #REF! | #REF! | #REF! | #REF! | #REF! | #REF! | #REF! | #REF! | #REF! | #REF! | #REF! | #REF! | #REF! | #REF! | #REF! | #REF! | #REF! | #REF! | #REF! |  | #REF! | #REF! | #REF! | #REF! | #REF! | #REF! | #REF! | #REF! | #REF! | #REF! | #REF! | #REF! | #REF! | #REF! | #REF! | #REF! | #REF! | #REF! | #REF! | #REF! | #REF! | #REF! | #REF! | #REF! | #REF! | #REF! | #REF! | #REF! | #REF! | #REF! | #REF! | #REF! | #REF! | #REF! | #REF! | #REF! | #REF! | #REF! | #REF! | #REF! | #REF! | #REF! | #REF! | #REF! | #REF! | #REF! | #REF! | #REF! | #REF! | #REF! | #REF! | #REF! | #REF! | #REF! | #REF! | #REF! | #REF! | #REF! | #REF! | #REF!
195 | [16 empty] | 0 | 0 | [11 empty] | 0 | 0 | S218 | S217 | 0 | 0 | 0 |  | #REF! | #REF! | #REF! | #REF! | #REF! | #REF! | #REF! | #REF! | #REF! | #REF! | #REF! | #REF! | #REF! | #REF! | #REF! | #REF! | #REF! | #REF! | #REF! | #REF! | #REF! | #REF! | #REF! | #REF! | #REF! | #REF! | #REF! | #REF! | #REF! | #REF! | #REF! | #REF! | #REF! | #REF! | #REF! | #REF! | #REF! | #REF! | #REF! | #REF! | #REF! | #REF! | #REF! | #REF! | #REF! | #REF! | #REF! | #REF! | #REF! | #REF! | #REF! | #REF! | #REF! | #REF! | #REF! | #REF! | #REF! | #REF! | #REF! | #REF! |  | #REF! | #REF! | #REF! | #REF! | #REF! | #REF! | #REF! | #REF! | #REF! | #REF! | #REF! | #REF! | #REF! | #REF! | #REF! | #REF! | #REF! | #REF! | #REF! | #REF! | #REF! | #REF! | #REF! | #REF! | #REF! | #REF! | #REF! | #REF! | #REF! | #REF! | #REF! | #REF! | #REF! | #REF! | #REF! | #REF! | #REF! | #REF! | #REF! | #REF! | #REF! | #REF! | #REF! | #REF! | #REF! | #REF! | #REF! | #REF! | #REF! | #REF! | #REF! | #REF! | #REF! | #REF! | #REF! | #REF! | #REF! | #REF! | #REF! | #REF!
196 | [16 empty] | 0 | 0 | [11 empty] | 0 | 0 | S219 | S218 | 0 | 0 | 0 |  | #REF! | #REF! | #REF! | #REF! | #REF! | #REF! | #REF! | #REF! | #REF! | #REF! | #REF! | #REF! | #REF! | #REF! | #REF! | #REF! | #REF! | #REF! | #REF! | #REF! | #REF! | #REF! | #REF! | #REF! | #REF! | #REF! | #REF! | #REF! | #REF! | #REF! | #REF! | #REF! | #REF! | #REF! | #REF! | #REF! | #REF! | #REF! | #REF! | #REF! | #REF! | #REF! | #REF! | #REF! | #REF! | #REF! | #REF! | #REF! | #REF! | #REF! | #REF! | #REF! | #REF! | #REF! | #REF! | #REF! | #REF! | #REF! | #REF! | #REF! |  | #REF! | #REF! | #REF! | #REF! | #REF! | #REF! | #REF! | #REF! | #REF! | #REF! | #REF! | #REF! | #REF! | #REF! | #REF! | #REF! | #REF! | #REF! | #REF! | #REF! | #REF! | #REF! | #REF! | #REF! | #REF! | #REF! | #REF! | #REF! | #REF! | #REF! | #REF! | #REF! | #REF! | #REF! | #REF! | #REF! | #REF! | #REF! | #REF! | #REF! | #REF! | #REF! | #REF! | #REF! | #REF! | #REF! | #REF! | #REF! | #REF! | #REF! | #REF! | #REF! | #REF! | #REF! | #REF! | #REF! | #REF! | #REF! | #REF! | #REF!
197 | [16 empty] | 0 | 0 | [11 empty] | 0 | 0 | S220 | S219 | 0 | 0 | 0 |  | #REF! | #REF! | #REF! | #REF! | #REF! | #REF! | #REF! | #REF! | #REF! | #REF! | #REF! | #REF! | #REF! | #REF! | #REF! | #REF! | #REF! | #REF! | #REF! | #REF! | #REF! | #REF! | #REF! | #REF! | #REF! | #REF! | #REF! | #REF! | #REF! | #REF! | #REF! | #REF! | #REF! | #REF! | #REF! | #REF! | #REF! | #REF! | #REF! | #REF! | #REF! | #REF! | #REF! | #REF! | #REF! | #REF! | #REF! | #REF! | #REF! | #REF! | #REF! | #REF! | #REF! | #REF! | #REF! | #REF! | #REF! | #REF! | #REF! | #REF! |  | #REF! | #REF! | #REF! | #REF! | #REF! | #REF! | #REF! | #REF! | #REF! | #REF! | #REF! | #REF! | #REF! | #REF! | #REF! | #REF! | #REF! | #REF! | #REF! | #REF! | #REF! | #REF! | #REF! | #REF! | #REF! | #REF! | #REF! | #REF! | #REF! | #REF! | #REF! | #REF! | #REF! | #REF! | #REF! | #REF! | #REF! | #REF! | #REF! | #REF! | #REF! | #REF! | #REF! | #REF! | #REF! | #REF! | #REF! | #REF! | #REF! | #REF! | #REF! | #REF! | #REF! | #REF! | #REF! | #REF! | #REF! | #REF! | #REF! | #REF!
198 | [16 empty] | 0 | 0 | [11 empty] | 0 | 0 | S221 | S220 | 0 | 0 | 0 |  | #REF! | #REF! | #REF! | #REF! | #REF! | #REF! | #REF! | #REF! | #REF! | #REF! | #REF! | #REF! | #REF! | #REF! | #REF! | #REF! | #REF! | #REF! | #REF! | #REF! | #REF! | #REF! | #REF! | #REF! | #REF! | #REF! | #REF! | #REF! | #REF! | #REF! | #REF! | #REF! | #REF! | #REF! | #REF! | #REF! | #REF! | #REF! | #REF! | #REF! | #REF! | #REF! | #REF! | #REF! | #REF! | #REF! | #REF! | #REF! | #REF! | #REF! | #REF! | #REF! | #REF! | #REF! | #REF! | #REF! | #REF! | #REF! | #REF! | #REF! |  | #REF! | #REF! | #REF! | #REF! | #REF! | #REF! | #REF! | #REF! | #REF! | #REF! | #REF! | #REF! | #REF! | #REF! | #REF! | #REF! | #REF! | #REF! | #REF! | #REF! | #REF! | #REF! | #REF! | #REF! | #REF! | #REF! | #REF! | #REF! | #REF! | #REF! | #REF! | #REF! | #REF! | #REF! | #REF! | #REF! | #REF! | #REF! | #REF! | #REF! | #REF! | #REF! | #REF! | #REF! | #REF! | #REF! | #REF! | #REF! | #REF! | #REF! | #REF! | #REF! | #REF! | #REF! | #REF! | #REF! | #REF! | #REF! | #REF! | #REF!
199 | [16 empty] | 0 | 0 | [11 empty] | 0 | 0 | S222 | S221 | 0 | 0 | 0 |  | #REF! | #REF! | #REF! | #REF! | #REF! | #REF! | #REF! | #REF! | #REF! | #REF! | #REF! | #REF! | #REF! | #REF! | #REF! | #REF! | #REF! | #REF! | #REF! | #REF! | #REF! | #REF! | #REF! | #REF! | #REF! | #REF! | #REF! | #REF! | #REF! | #REF! | #REF! | #REF! | #REF! | #REF! | #REF! | #REF! | #REF! | #REF! | #REF! | #REF! | #REF! | #REF! | #REF! | #REF! | #REF! | #REF! | #REF! | #REF! | #REF! | #REF! | #REF! | #REF! | #REF! | #REF! | #REF! | #REF! | #REF! | #REF! | #REF! | #REF! |  | #REF! | #REF! | #REF! | #REF! | #REF! | #REF! | #REF! | #REF! | #REF! | #REF! | #REF! | #REF! | #REF! | #REF! | #REF! | #REF! | #REF! | #REF! | #REF! | #REF! | #REF! | #REF! | #REF! | #REF! | #REF! | #REF! | #REF! | #REF! | #REF! | #REF! | #REF! | #REF! | #REF! | #REF! | #REF! | #REF! | #REF! | #REF! | #REF! | #REF! | #REF! | #REF! | #REF! | #REF! | #REF! | #REF! | #REF! | #REF! | #REF! | #REF! | #REF! | #REF! | #REF! | #REF! | #REF! | #REF! | #REF! | #REF! | #REF! | #REF!
200 | [16 empty] | 0 | 0 | [11 empty] | 0 | 0 | S223 | S222 | 0 | 0 | 0 |  | #REF! | #REF! | #REF! | #REF! | #REF! | #REF! | #REF! | #REF! | #REF! | #REF! | #REF! | #REF! | #REF! | #REF! | #REF! | #REF! | #REF! | #REF! | #REF! | #REF! | #REF! | #REF! | #REF! | #REF! | #REF! | #REF! | #REF! | #REF! | #REF! | #REF! | #REF! | #REF! | #REF! | #REF! | #REF! | #REF! | #REF! | #REF! | #REF! | #REF! | #REF! | #REF! | #REF! | #REF! | #REF! | #REF! | #REF! | #REF! | #REF! | #REF! | #REF! | #REF! | #REF! | #REF! | #REF! | #REF! | #REF! | #REF! | #REF! | #REF! |  | #REF! | #REF! | #REF! | #REF! | #REF! | #REF! | #REF! | #REF! | #REF! | #REF! | #REF! | #REF! | #REF! | #REF! | #REF! | #REF! | #REF! | #REF! | #REF! | #REF! | #REF! | #REF! | #REF! | #REF! | #REF! | #REF! | #REF! | #REF! | #REF! | #REF! | #REF! | #REF! | #REF! | #REF! | #REF! | #REF! | #REF! | #REF! | #REF! | #REF! | #REF! | #REF! | #REF! | #REF! | #REF! | #REF! | #REF! | #REF! | #REF! | #REF! | #REF! | #REF! | #REF! | #REF! | #REF! | #REF! | #REF! | #REF! | #REF! | #REF!
[16 empty] | Gesamt thermische Hülle: | 1069.4938 | 112.0126 | [17 empty] | 0 |  | #REF! | #REF! | #REF! | #REF! | #REF! | #REF! | #REF! | #REF! | #REF! | #REF! | #REF! | #REF! | #REF! | #REF! | #REF! | #REF! | #REF! | #REF! | #REF! | #REF! | #REF! | #REF! | #REF! | #REF! | #REF! | #REF! | #REF! | #REF! | #REF! | #REF! | #REF! | #REF! | #REF! | #REF! | #REF! | #REF! | #REF! | #REF! | #REF! | #REF! | #REF! | #REF! | #REF! | #REF! | #REF! | #REF! | #REF! | #REF! | #REF! | #REF! | #REF! | #REF! | #REF! | #REF! | #REF! | #REF! | #REF! | #REF! | #REF! | #REF! |  | #REF! | #REF! | #REF! | #REF! | #REF! | #REF! | #REF! | #REF! | #REF! | #REF! | #REF! | #REF! | #REF! | #REF! | #REF! | #REF! | #REF! | #REF! | #REF! | #REF! | #REF! | #REF! | #REF! | #REF! | #REF! | #REF! | #REF! | #REF! | #REF! | #REF! | #REF! | #REF! | #REF! | #REF! | #REF! | #REF! | #REF! | #REF! | #REF! | #REF! | #REF! | #REF! | #REF! | #REF! | #REF! | #REF! | #REF! | #REF! | #REF! | #REF! | #REF! | #REF! | #REF! | #REF! | #REF! | #REF! | #REF! | #REF! | #REF! | #REF!
Zusammenfassung Bauteile | [10 empty] | Zuordnung von U-Werten und zusätzliche Dämmung
[9 empty] | aktuell |  | Basis-Variante |  |  |  | Wärmeschutz-Varianten
[9 empty] | Var. 1 |  |  |  | 0 |  |  |  |  | 1 | 2 | 3 | 4 | 5 | [16 empty] | Mittelwert | Var. 0 | Var. 1 | Var. 2 | Var. 3 | Var. 4 | Var. 5
[9 empty] | Innen-/Außen-Dämmung |  | Bauteil-Kürzel |  | Vor Modernisierung |  | Definition der |  |  | Innen-/Außen-Dämmung | Innen-Dämmung | Außen-Dämmung | [19 empty] | Vor Modernisierung | Innen-/Außen-Dämmung | Innen-Dämmung | Außen-Dämmung
| Bauteil- | Bezeichnung |  | Red.- | Ges.- | mittl. | spezif. |  | #VALUE! | [5 empty] | Wärmeschutzvarianten | [14 empty] | Fläche | U-Wert
| Kürzel (s.o.) | (freier Eintrag) |  | faktor | fläche | U-Wert | Verlust |  | #VALUE! | [19 empty] | S | 47 | 78
[5 empty] | [m²] | [W/(m²K)] | [W/K] |  | [W/(m²K)] |  |  |  | [W/(m²K)] |  | Typ Wärmeschutzvariante | [11 empty] | Bauteil_U_Wert_Bezeichnung_2 |  | Z | 223 | 223 | [18 empty] | 3
1 | KD | Kellerdecke |  | 0.6 | #REF! | #REF! | #REF! |  | 0.44388 |  | k1u |  | 0.94863 |  | U-Wert in W/(m²K) |  |  | 0.44388 | 0.44388 | 0.44388 | [6 empty] | k1u (U=0,001) |  |  | 47 | 78 | [6 empty] | 0 | #REF! | 0.94863 | 0.44388 | 0.44388 | 0.44388 | 0 | 0 |  |  |  |  | Mittelwert | mittl. U-Wert (s.o.)
2 | AWH | Außenwand Hofseite |  | 1 | #REF! | #REF! | #REF! |  | 0.2428 |  | w1u |  | 1.6197 |  | U-Wert in W/(m²K) |  |  | 0.2428 | 0.4443 | 0.2428 | [6 empty] | w1u (U=0,002) |  |  | 48 | 79 | [6 empty] | 0 | #REF! | 1.6197 | 0.2428 | 0.4443 | 0.2428 | 0 | 0 |  |  |  |  | Var. 0 | Vor Modernisierung
3 | AWS | Außenwand Straßenseite |  | 1 | #REF! | #REF! | #REF! |  | 0.4443 |  | w1u |  | 1.6197 |  | U-Wert in W/(m²K) |  |  | 0.4443 | 0.4443 | 0.2428 | [6 empty] | w1u (U=0,002) |  |  | 49 | 80 | [6 empty] | 0 | #REF! | 1.6197 | 0.4443 | 0.4443 | 0.2428 | 0 | 0 |  |  |  |  | Var. 1 | Innen-/Außen-Dämmung
4 | FE | Fenster |  | 1 | #REF! | #REF! | #REF! |  | 1.7 |  |  |  | 5 |  | U-Wert in W/(m²K) |  |  | 1.7 | 1.7 | 1.7 | [6 empty] | (U=0,005) |  |  | 50 | 81 | [6 empty] | 0 | #REF! | 5 | 1.7 | 1.7 | 1.7 | 0 | 0 |  |  |  |  | Var. 2 | Innen-Dämmung
5 | OG | Kehlbalkendecke |  | 1 | #REF! | #REF! | #REF! |  | 0.1481 |  | og1u |  | 0.98982 |  | U-Wert in W/(m²K) |  |  | 0.1481 | 0.1481 | 0.1481 | [6 empty] | og1u (U=0,001) |  |  | 51 | 82 | [6 empty] | 0 | #REF! | 0.98982 | 0.1481 | 0.1481 | 0.1481 | 0 | 0 |  |  |  |  | Var. 3 | Außen-Dämmung
6 | DA | Dach |  | 1 | #REF! | #REF! | #REF! |  | 0.27226 |  | d1u |  | 1.2613 |  | U-Wert in W/(m²K) |  |  | 0.27226 | 0.27226 | 0.27226 | [6 empty] | d1u (U=0,001) |  |  | 52 | 83 | [6 empty] | 0 | #REF! | 1.2613 | 0.27226 | 0.27226 | 0.27226 | 0 | 0 |  |  |  |  | Var. 4
7 | AWG | Gaubenwände |  | 1 | #REF! | #REF! | #REF! |  | 0.46687 |  | w2u |  | 2.1168 |  | U-Wert in W/(m²K) |  |  | 0.46687 | 0.46687 | 0.46687 | [6 empty] | w2u (U=0,002) |  |  | 53 | 84 | [6 empty] | 0 | #REF! | 2.1168 | 0.46687 | 0.46687 | 0.46687 | 0 | 0 |  |  |  |  | Var. 5
8 | DAG | Gaubendächer |  | 1 | #REF! | #REF! | #REF! |  | 0.46687 |  | w2u |  | 2.1168 |  | U-Wert in W/(m²K) |  |  | 0.46687 | 0.46687 | 0.46687 | [6 empty] | w2u (U=0,002) |  |  | 54 | 85 | [6 empty] | 0 | #REF! | 2.1168 | 0.46687 | 0.46687 | 0.46687 | 0 | 0
9 |  |  |  |  | #REF! | #REF! | #REF! |  | 0 |  | w1a |  |  |  | U-Wert in W/(m²K) | [14 empty] | 55 | 86 | [6 empty] | 0 | #REF! | 0 | 0 | 0 | 0 | 0 | 0
10 |  |  |  |  | #REF! | #REF! | #REF! |  | 0 |  | w1a |  |  |  | U-Wert in W/(m²K) | [14 empty] | 56 | 87 | [6 empty] | 0 | #REF! | 0 | 0 | 0 | 0 | 0 | 0 | [7 empty] | U-Wert in W/(m²K)
11 |  |  |  |  | #REF! | #REF! | #REF! |  | 0 |  | w1a |  |  |  | U-Wert in W/(m²K) | [14 empty] | 57 | 88 | [6 empty] | 0 | #REF! | 0 | 0 | 0 | 0 | 0 | 0 | [7 empty] | Zusatzdämmung in cm (0,035) | 0.035
12 |  |  |  |  | #REF! | #REF! | #REF! |  | 0 |  | w1a |  |  |  | U-Wert in W/(m²K) | [14 empty] | 58 | 89 | [6 empty] | 0 | #REF! | 0 | 0 | 0 | 0 | 0 | 0 | [7 empty] | Zusatzdämmung in cm (0,040) | 0.04
13 |  |  |  |  | #REF! | #REF! | #REF! |  | 0 |  | w1a |  |  |  | U-Wert in W/(m²K) | [14 empty] | 59 | 90 | [6 empty] | 0 | #REF! | 0 | 0 | 0 | 0 | 0 | 0 | [7 empty] | Zusatzdämmung in cm (0,045) | 0.045
14 |  |  |  |  | #REF! | #REF! | #REF! |  | 0 |  | w1a |  |  |  | U-Wert in W/(m²K) | [14 empty] | 60 | 91 | [6 empty] | 0 | #REF! | 0 | 0 | 0 | 0 | 0 | 0
15 |  |  |  |  | #REF! | #REF! | #REF! |  | 0 |  | w1a |  |  |  | U-Wert in W/(m²K) | [14 empty] | 61 | 92 | [6 empty] | 0 | #REF! | 0 | 0 | 0 | 0 | 0 | 0
16 |  |  |  |  | #REF! | #REF! | #REF! |  | 0 |  | w1a |  |  |  | U-Wert in W/(m²K) | [14 empty] | 62 | 93 | [6 empty] | 0 | #REF! | 0 | 0 | 0 | 0 | 0 | 0
17 |  |  |  |  | #REF! | #REF! | #REF! |  | 0 |  | w1a |  |  |  | U-Wert in W/(m²K) | [14 empty] | 63 | 94 | [6 empty] | 0 | #REF! | 0 | 0 | 0 | 0 | 0 | 0
18 |  |  |  |  | #REF! | #REF! | #REF! |  | 0 |  | w1a |  |  |  | U-Wert in W/(m²K) | [14 empty] | 64 | 95 | [6 empty] | 0 | #REF! | 0 | 0 | 0 | 0 | 0 | 0
19 |  |  |  |  | #REF! | #REF! | #REF! |  | 0 |  | w1a |  |  |  | U-Wert in W/(m²K) | [14 empty] | 65 | 96 | [6 empty] | 0 | #REF! | 0 | 0 | 0 | 0 | 0 | 0
20 |  |  |  |  | #REF! | #REF! | #REF! |  | 0 |  | w1a |  |  |  | U-Wert in W/(m²K) | [14 empty] | 66 | 97 | [6 empty] | 0 | #REF! | 0 | 0 | 0 | 0 | 0 | 0
21 |  |  |  |  | #REF! | #REF! | #REF! |  | 0 |  | w1a |  |  |  | U-Wert in W/(m²K) | [14 empty] | 67 | 98 | [6 empty] | 0 | #REF! | 0 | 0 | 0 | 0 | 0 | 0
22 |  |  |  |  | #REF! | #REF! | #REF! |  | 0 |  | w1a |  |  |  | U-Wert in W/(m²K) | [14 empty] | 68 | 99 | [6 empty] | 0 | #REF! | 0 | 0 | 0 | 0 | 0 | 0
23 |  |  |  |  | #REF! | #REF! | #REF! |  | 0 |  | w1a |  |  |  | U-Wert in W/(m²K) | [14 empty] | 69 | 100 | [6 empty] | 0 | #REF! | 0 | 0 | 0 | 0 | 0 | 0
24 |  |  |  |  | #REF! | #REF! | #REF! |  | 0 |  | w1a |  |  |  | U-Wert in W/(m²K) | [14 empty] | 70 | 101 | [6 empty] | 0 | #REF! | 0 | 0 | 0 | 0 | 0 | 0
25 |  |  |  |  | #REF! | #REF! | #REF! |  | 0 |  | w1a |  |  |  | U-Wert in W/(m²K) | [14 empty] | 71 | 102 | [6 empty] | 0 | #REF! | 0 | 0 | 0 | 0 | 0 | 0
26 |  |  |  |  | #REF! | #REF! | #REF! |  | 0 |  | w1a |  |  |  | U-Wert in W/(m²K) | [14 empty] | 72 | 103 | [6 empty] | 0 | #REF! | 0 | 0 | 0 | 0 | 0 | 0
27 |  |  |  |  | #REF! | #REF! | #REF! |  | 0 |  | w1a |  |  |  | U-Wert in W/(m²K) | [14 empty] | 73 | 104 | [6 empty] | 0 | #REF! | 0 | 0 | 0 | 0 | 0 | 0
28 |  |  |  |  | #REF! | #REF! | #REF! |  | 0 |  | w1a |  |  |  | U-Wert in W/(m²K) | [14 empty] | 74 | 105 | [6 empty] | 0 | #REF! | 0 | 0 | 0 | 0 | 0 | 0
29 |  |  |  |  | #REF! | #REF! | #REF! |  | 0 |  | w1a |  |  |  | U-Wert in W/(m²K) | [14 empty] | 75 | 106 | [6 empty] | 0 | #REF! | 0 | 0 | 0 | 0 | 0 | 0
30 |  |  |  |  | #REF! | #REF! | #REF! |  | 0 |  | w1a |  |  |  | U-Wert in W/(m²K) | [14 empty] | 76 | 107 | [6 empty] | 0 | #REF! | 0 | 0 | 0 | 0 | 0 | 0
|  | Summe |  |  | #REF! | #REF! | #REF! | #REF!
Zusammenfassung transparente Flächen | [10 empty] | Zuordnung von g-Werten
[9 empty] | aktuell |  | Basis-Variante | [6 empty] | Wärmeschutz-Varianten
| Kürzel der | Bezeichnung |  |  | Fläche | U-Wert | g-Wert | [22 empty] | Fläche | U-Wert | g-Wert
| Orientierung | [5 empty] | (senkr.) |  | Var. 1 |  |  |  | 0 |  |  |  |  | 1 | 2 | 3 | 4 | 5 | [6 empty] | S | 109 | 130 | 151
[5 empty] | [m²] | [W/(m²K)] | [22 empty] | Z | 223 | 223 | 223
1 | H | horizontal |  |  | #REF! | #REF! | #REF! |  | 0 | [20 empty] | 109 | 130 | 151 | [6 empty] | #REF! | 0 | 0 | 0 | 0 | 0 | 0
2 | O | Ost |  |  | #REF! | #REF! | #REF! |  | 0 | [20 empty] | 110 | 131 | 152 | [6 empty] | #REF! | 0 | 0 | 0 | 0 | 0 | 0
3 | SO | Südost |  |  | #REF! | #REF! | #REF! |  | 0.6 |  |  |  | 0.86 |  |  |  |  | 0.6 | 0.6 | 0.6 | [9 empty] | 111 | 132 | 153 | [6 empty] | #REF! | 0.86 | 0.6 | 0.6 | 0.6 | 0 | 0
4 | S | Süd |  |  | #REF! | #REF! | #REF! |  | 0.6 |  |  |  | 0.86 |  |  |  |  | 0.6 | 0.6 | 0.6 | [9 empty] | 112 | 133 | 154 | [6 empty] | #REF! | 0.86 | 0.6 | 0.6 | 0.6 | 0 | 0
5 | SW | Südwest |  |  | #REF! | #REF! | #REF! |  | 0.6 |  |  |  | 0.86 |  |  |  |  | 0.6 | 0.6 | 0.6 | [9 empty] | 113 | 134 | 155 | [6 empty] | #REF! | 0.86 | 0.6 | 0.6 | 0.6 | 0 | 0
6 | W | West |  |  | #REF! | #REF! | #REF! |  | 0 | [20 empty] | 114 | 135 | 156 | [6 empty] | #REF! | 0 | 0 | 0 | 0 | 0 | 0
7 | NW | Nordwest |  |  | #REF! | #REF! | #REF! |  | 0.6 |  |  |  | 0.86 |  |  |  |  | 0.6 | 0.6 | 0.6 | [9 empty] | 115 | 136 | 157 | [6 empty] | #REF! | 0.86 | 0.6 | 0.6 | 0.6 | 0 | 0
8 | N | Nord |  |  | #REF! | #REF! | #REF! |  | 0.6 |  |  |  | 0.86 |  |  |  |  | 0.6 | 0.6 | 0.6 | [9 empty] | 116 | 137 | 158 | [6 empty] | #REF! | 0.86 | 0.6 | 0.6 | 0.6 | 0 | 0
9 | NO | Nordost |  |  | #REF! | #REF! | #REF! |  | 0.6 |  |  |  | 0.86 |  |  |  |  | 0.6 | 0.6 | 0.6 | [9 empty] | 117 | 138 | 159 | [6 empty] | #REF! | 0.86 | 0.6 | 0.6 | 0.6 | 0 | 0
10 | O_45 | Ost | 45° Neigung |  | #REF! | #REF! | #REF! |  | 0 | [20 empty] | 118 | 139 | 160 | [6 empty] | #REF! | 0 | 0 | 0 | 0 | 0 | 0
11 | SO_45 | Südost | 45° Neigung |  | #REF! | #REF! | #REF! |  | 0 | [20 empty] | 119 | 140 | 161 | [6 empty] | #REF! | 0 | 0 | 0 | 0 | 0 | 0
12 | S_45 | Süd | 45° Neigung |  | #REF! | #REF! | #REF! |  | 0 | [20 empty] | 120 | 141 | 162 | [6 empty] | #REF! | 0 | 0 | 0 | 0 | 0 | 0
13 | SW_45 | Südwest | 45° Neigung |  | #REF! | #REF! | #REF! |  | 0 | [20 empty] | 121 | 142 | 163 | [6 empty] | #REF! | 0 | 0 | 0 | 0 | 0 | 0
14 | W_45 | West | 45° Neigung |  | #REF! | #REF! | #REF! |  | 0 | [20 empty] | 122 | 143 | 164 | [6 empty] | #REF! | 0 | 0 | 0 | 0 | 0 | 0
15 | NW_45 | Nordwest | 45° Neigung |  | #REF! | #REF! | #REF! |  | 0 | [20 empty] | 123 | 144 | 165 | [6 empty] | #REF! | 0 | 0 | 0 | 0 | 0 | 0
16 | N_45 | Nord | 45° Neigung |  | #REF! | #REF! | #REF! |  | 0 | [20 empty] | 124 | 145 | 166 | [6 empty] | #REF! | 0 | 0 | 0 | 0 | 0 | 0
17 | NO_45 | Nordost | 45° Neigung |  | #REF! | #REF! | #REF! |  | 0 | [20 empty] | 125 | 146 | 167 | [6 empty] | #REF! | 0 | 0 | 0 | 0 | 0 | 0
18 |  |  |  |  | #REF! | #REF! | #REF! |  | 0 | [20 empty] | 126 | 147 | 168 | [6 empty] | #REF! | 0 | 0 | 0 | 0 | 0 | 0
19 |  |  |  |  | #REF! | #REF! | #REF! |  | 0 | [20 empty] | 127 | 148 | 169 | [6 empty] | #REF! | 0 | 0 | 0 | 0 | 0 | 0
20 |  |  |  |  | #REF! | #REF! | #REF! |  | 0 | [20 empty] | 128 | 149 | 170 | [6 empty] | #REF! | 0 | 0 | 0 | 0 | 0 | 0
|  | Summe |  |  | #REF! | #REF! | #REF!
| Wohn- und Nutzflächen | [5 empty] | Abzugsflächen | [9 empty] | II. BV: |  |  | beheizte |  |  | DIN 277: |  | DIN 277:
|  |  |  | Bruttofläche |  |  | Außenwand |  | Innenwand 1 |  | Innenwand 2 |  | sonstige |  | Netto |  | Wohnfläche |  |  | Wohnfläche |  |  | Nutzfläche |  | Nutzfläche +
|  |  |  | Länge | Breite | Bruttofl. | Länge | Dicke | Länge | Dicke | Länge | Dicke | Länge [m] | Breite [m] |  |  | (inkl. Balkone etc.) |  |  | =AEB |  |  | (HNF + NNF) |  | Verkehrsfläche
|  |  |  | [m] | [m] | [m²] | [m] | [m] | [m] | [m] | [m] | [m] | Anzahl | Fläche [m²] | [m²] |  |  | [m²] |  |  | [m²] |  |  | [m²] |  | [m²]
[6 empty] | 0 | [8 empty] | 0 |  | x | 0 |  | x | 0 |  | x | 0 | x | 0
[6 empty] | 0 | [8 empty] | 0 |  |  | 0 |  |  | 0 |  |  | 0 | x | 0
[6 empty] | 0 | [8 empty] | 0 |  |  | 0 |  |  | 0 |  |  | 0 |  | 0
[6 empty] | 0 | [8 empty] | 0 |  |  | 0 |  |  | 0 |  |  | 0 |  | 0
[6 empty] | 0 | [8 empty] | 0 |  |  | 0 |  |  | 0 |  |  | 0 |  | 0
[6 empty] | 0 | [8 empty] | 0 |  |  | 0 |  |  | 0 |  |  | 0 |  | 0
[6 empty] | 0 | [8 empty] | 0 |  |  | 0 |  |  | 0 |  |  | 0 |  | 0
[6 empty] | 0 | [8 empty] | 0 |  |  | 0 |  |  | 0 |  |  | 0 |  | 0
[6 empty] | 0 | [8 empty] | 0 |  |  | 0 |  |  | 0 |  |  | 0 |  | 0
[6 empty] | 0 | [8 empty] | 0 |  |  | 0 |  |  | 0 |  |  | 0 |  | 0
[6 empty] | 0 | [8 empty] | 0 |  |  | 0 |  |  | 0 |  |  | 0 |  | 0
[6 empty] | 0 | [8 empty] | 0 |  |  | 0 |  |  | 0 |  |  | 0 |  | 0
[6 empty] | 0 | [8 empty] | 0 |  |  | 0 |  |  | 0 |  |  | 0 |  | 0
[6 empty] | 0 | [8 empty] | 0 |  |  | 0 |  |  | 0 |  |  | 0 |  | 0
[6 empty] | 0 | [8 empty] | 0 |  |  | 0 |  |  | 0 |  |  | 0 |  | 0
[6 empty] | 0 | [8 empty] | 0 |  |  | 0 |  |  | 0 |  |  | 0 |  | 0
[6 empty] | 0 | [8 empty] | 0 |  |  | 0 |  |  | 0 |  |  | 0 |  | 0
[6 empty] | 0 | [8 empty] | 0 |  |  | 0 |  |  | 0 |  |  | 0 |  | 0
[6 empty] | 0 | [8 empty] | 0 |  |  | 0 |  |  | 0 |  |  | 0 |  | 0
[6 empty] | 0 | [8 empty] | 0 |  |  | 0 |  |  | 0 |  |  | 0 |  | 0
[6 empty] | 0 | [8 empty] | 0 |  |  | 0 |  |  | 0 |  |  | 0 |  | 0
[6 empty] | 0 | [8 empty] | 0 |  |  | 0 |  |  | 0 |  |  | 0 |  | 0
[6 empty] | 0 | [8 empty] | 0 |  |  | 0 |  |  | 0 |  |  | 0 |  | 0
| Summe |  |  |  |  | 0 | [8 empty] | 0 |  |  | 0 |  |  | 0 |  |  | 0 |  | 0
Beheiztes Gebäude-Bruttovolumen
|  |  |  | [m] | [m] | [m] | [m³]
| Kellerdecke x Traufhöhe |  |  | #REF! | 1 | 14.14 | #REF!
| Kehlbalkendecke x 2m |  |  | #REF! | 1 | 2 | #REF!
| Rest x 1m |  |  | #REF! | 1 | 1 | #REF!
0
0
0
0
0
0
| Summe | [5 empty] | #REF!
| "Gebäudenutzfläche" AN nach EnEV | [5 empty] | #REF!
| Verhältnis zur realen Energiebezugsfläche AEB | [5 empty] | #REF!
Note on C16: Achtung: keine Zeilen einfügen!
Note on C233: Die hier festgelegten Kürzel werden oben zur Zuordnung benutzt.
Note on C273: Die hier festgelegten Kürzel werden oben zur Zuordnung benutzt.
Note on F19: Bauteile mit gleichem Kürzel werden unten zusammengefasst. Unten erfolgt auch die Festlegung der Kürzel-Namen.
Note on G19: Bauteile mit gleichem Kürzel werden unten zusammengefasst. Unten erfolgt auch die Festlegung der Kürzel-Namen.
Note on H234: Wenn bei der Flächenermittlung (oben) auch U-Werte eingegeben werden: flächengewichteter Mittelwert
Note on H272: hier nur informativ.
Note on M232: Konstruktions-Kürzel aus Liste auswählen. Die zugehörigen U-Werte werden dann aus dem Blatt "U-Werte" übernommen. Alternativ können die U-Werte rechts daneben direkt eingegeben werden.
Note on R223: Summe der Flächen, denen ein Bauteilkürzel zugewiesen wurde.
Kurzanleitung
Alle Eingaben im Blatt löschen

## U-Werte
[7 empty] | Beispiel |  |  | Bauteil Kürzel | Bauteil-Bezeichnung | [9 empty] | Nebenrechnung:
[11 empty] | Leichtbau-Außenwand | [9 empty] | d in m | lamda in W/(mK) |  |  | R in m²K/W
[22 empty] | Bereich 1 | Bereich 2 | Bereich 3 | Bereich 1 | Bereich 2 | Bereich 3
[13 empty] | Wärmeübergangswiderstand innen Rsi : | 0.13 | m²K/W | Dicke d |  | Wärmeleitfähigkeit l in W/(mK) | [6 empty] | 0.13 | 0.13 | 0.13 | 7.1154 | 0.48077 | 0.096154 | 0.13
[10 empty] | Bereich 1 |  | Bereich 2* | Bereich 3* |  |  | in mm |  | Bereich 1 | Bereich 2* | Bereich 3*
[9 empty] | 1. | Gipsbauplatte | [5 empty] | 12.5 |  | 0.21 |  |  | 0.0125 | 0.21 | 0.21 | 0.21 | 0.059524 | 0.059524 | 0.059524 | 15.54 | 1.05 | 0.21 | 0.059524
[9 empty] | 2. | Luftschicht | [5 empty] | 24 |  | 0.13 |  |  | 0.024 | 0.13 | 0.13 | 0.13 | 0.18462 | 0.18462 | 0.18462 | 5.0104 | 0.33854 | 0.067708 | 0.18462
[9 empty] | 3. | Sperrholz | [5 empty] | 18 |  | 0.15 |  |  | 0.018 | 0.15 | 0.15 | 0.15 | 0.12 | 0.12 | 0.12 | 7.7083 | 0.52083 | 0.10417 | 0.12
[9 empty] | 4. | Zellulosedämmung |  | Gurt innen |  |  |  | 60 |  | 0.045 | 0.13 | 0.13 | 0.06 | 0.045 | 0.13 | 0.13 | 1.3333 | 0.46154 | 0.46154 | 0.69375 | 0.13542 | 0.027083 | 1.1679
[7 empty] | Skizze |  | 5. | Zellulosedämmung |  | Zellulosedämmung | Steg |  |  | 120 |  | 0.045 |  | 0.17 | 0.12 | 0.045 | 0.045 | 0.17 | 2.6667 | 2.6667 | 0.70588 | 0.34687 | 0.023438 | 0.017708 | 2.5772 | oberer Grenzwert R'T | 5.8031 | m²K/W | 0.17232
[9 empty] | 6. | Zellulosedämmung |  | Gurt außen |  |  |  | 60 |  | 0.045 | 0.13 | 0.13 | 0.06 | 0.045 | 0.13 | 0.13 | 1.3333 | 0.46154 | 0.46154 | 0.69375 | 0.13542 | 0.027083 | 1.1679 | unterer Grenzwert R''T | 5.643 | m²K/W | 0.17721
[9 empty] | 7. | Hartfaserplatte | [5 empty] | 18 |  | 0.17 |  |  | 0.018 | 0.17 | 0.17 | 0.17 | 0.10588 | 0.10588 | 0.10588 | 8.7361 | 0.59028 | 0.11806 | 0.10588
[9 empty] | 8. | belüftete Luftschicht + Holzschalung - in Rse berücksichtigt | [10 empty] | 0 | 0 | 0 | 0 | 0 | 0 | 0 | 0 | 0 | 0 | 0 | Mittelwert R'T | 5.723 | m²K/W
[9 empty] | 9. | [11 empty] | 0 | 0 | 0 | 0 | 0 | 0 | 0 | 0 | 0 | 0 | 0
[9 empty] | 10. | [11 empty] | 0 | 0 | 0 | 0 | 0 | 0 | 0 | 0 | 0 | 0 | 0 | maximaler relativer Fehler e | 1.399%
[13 empty] | Wärmedurchlasswiderstand unbeheizter Räume (z.B. Dachraum) Ru : |  | m²K/W |  | Flächenanteile: | 92.5% | 6.25% | 1.25% |  | 92.5% | 6.25% | 1.25% | 0.13 | 0.13 | 0.13 | 7.1154 | 0.48077 | 0.096154 | 0.13
[25 empty] | 6.0634 | 4.3198 | 2.359 |  |  |  | 5.643
[13 empty] | Wärmeübergangswiderstand außen Rse : | 0.13 | m²K/W |  | U-Wert: | 0.17473 |  | W/(m²K) |  |  |  |  | 0.15256 | 0.014468 | 0.0052989
U-Werte nach DIN EN ISO 6946
[10 empty] | Objekt: | Wiesbaden Lehrstraße
Spalte_mit_Zeilennummern_obere_Grenze | Spalte_mit_Zeilennummern_untere_Grenze | [8 empty] | Variante:
33 | 52 | [6 empty] | Lfd.Nr. |  | Bauteil Kürzel | Bauteil-Bezeichnung | [9 empty] | Nebenrechnung:
33 | 52 | [6 empty] | 1 |  | w1u | Vollklinker ungedämmt | [9 empty] | d in m | lamda in W/(mK) |  |  | R in m²K/W
33 | 52 | [20 empty] | Bereich 1 | Bereich 2 | Bereich 3 | Bereich 1 | Bereich 2 | Bereich 3
33 | 52 | [11 empty] | Wärmeübergangswiderstand innen Rsi : | 0.13 | m²K/W | Dicke d |  | Wärmeleitfähigkeit l in W/(mK) | [6 empty] | 0.13 | 0.13 | 0.13 | 7.6923 | 0 | 0 | 0.13
33 | 52 | [8 empty] | Bereich 1 |  | Bereich 2 | Bereich 3 |  |  | in mm |  | Bereich 1 | Bereich 2 | Bereich 3
33 | 52 | [7 empty] | 1. | Gipsmörtel | [5 empty] | 20 |  | 0.7 |  |  | 0.02 | 0.7 | 0.7 | 0.7 | 0.028571 | 0.028571 | 0.028571 | 35 | 0 | 0 | 0.028571
33 | 52 | [7 empty] | 2. | Vollziegel 2000 kg/m³ | [5 empty] | 380 |  | 0.96 |  |  | 0.38 | 0.96 | 0.96 | 0.96 | 0.39583 | 0.39583 | 0.39583 | 2.5263 | 0 | 0 | 0.39583
33 | 52 | [7 empty] | 3. | Kalkzementmörtel | [5 empty] | 20 |  | 0.87 |  |  | 0.02 | 0.87 | 0.87 | 0.87 | 0.022989 | 0.022989 | 0.022989 | 43.5 | 0 | 0 | 0.022989
33 | 52 | [7 empty] | 4. | [11 empty] | 0 | 0 | 0 | 0 | 0 | 0 | 0 | 0 | 0 | 0 | 0
33 | 52 | [5 empty] | Skizze |  | 5. | [11 empty] | 0 | 0 | 0 | 0 | 0 | 0 | 0 | 0 | 0 | 0 | 0 | oberer Grenzwert R'T | 0.61739 | m²K/W | 1.6197
33 | 52 | [7 empty] | 6. | [11 empty] | 0 | 0 | 0 | 0 | 0 | 0 | 0 | 0 | 0 | 0 | 0 | unterer Grenzwert R''T | 0.61739 | m²K/W | 1.6197
33 | 52 | [7 empty] | 7. | [11 empty] | 0 | 0 | 0 | 0 | 0 | 0 | 0 | 0 | 0 | 0 | 0
33 | 52 | [7 empty] | 8. | [11 empty] | 0 | 0 | 0 | 0 | 0 | 0 | 0 | 0 | 0 | 0 | 0 | Mittelwert R'T | 0.61739 | m²K/W
33 | 52 | [7 empty] | 9. | [11 empty] | 0 | 0 | 0 | 0 | 0 | 0 | 0 | 0 | 0 | 0 | 0
33 | 52 | [7 empty] | 10. | [11 empty] | 0 | 0 | 0 | 0 | 0 | 0 | 0 | 0 | 0 | 0 | 0 | maximaler relativer Fehler e | 0%
33 | 52
33 | 52 | [11 empty] | Wärmedurchlasswiderstand unbeheizter Räume (z.B. Dachraum) Ru : |  | m²K/W |  | Flächenanteile: | 100% |  |  |  | 100% | 0% | 0% | 0.04 | 0.04 | 0.04 | 25 | 0 | 0 | 0.04
33 | 52 | [23 empty] | 0.61739 | 0.61739 | 0.61739 |  |  |  | 0.61739
33 | 52 | 1 | w1u | Vollklinker ungedämmt | 1.6197 | [7 empty] | Wärmeübergangswiderstand außen Rse : | 0.04 | m²K/W |  | U-Wert: | 1.6197 |  | W/(m²K) |  |  |  |  | 1.6197 | 0 | 0
33 | 52
33 | 52
54 | 73 | [6 empty] | Lfd.Nr. |  | Bauteil Kürzel | Bauteil-Bezeichnung | [9 empty] | Nebenrechnung:
54 | 73 | [6 empty] | 2 |  | w1a | Vollklinker mit Außendämmung | [9 empty] | d in m | lamda in W/(mK) |  |  | R in m²K/W
54 | 73 | [20 empty] | Bereich 1 | Bereich 2 | Bereich 3 | Bereich 1 | Bereich 2 | Bereich 3
54 | 73 | [11 empty] | Wärmeübergangswiderstand innen Rsi : | 0.13 | m²K/W | Dicke d |  | Wärmeleitfähigkeit l in W/(mK) | [6 empty] | 0.13 | 0.13 | 0.13 | 7.6923 | 0 | 0 | 0.13
54 | 73 | [8 empty] | Bereich 1 |  | Bereich 2 | Bereich 3 |  |  | in mm |  | Bereich 1 | Bereich 2 | Bereich 3
54 | 73 | [7 empty] | 1. | Gipsmörtel | [5 empty] | 20 |  | 0.7 |  |  | 0.02 | 0.7 | 0.7 | 0.7 | 0.028571 | 0.028571 | 0.028571 | 35 | 0 | 0 | 0.028571
54 | 73 | [7 empty] | 2. | Vollziegel 2000 kg/m³ | [5 empty] | 380 |  | 0.96 |  |  | 0.38 | 0.96 | 0.96 | 0.96 | 0.39583 | 0.39583 | 0.39583 | 2.5263 | 0 | 0 | 0.39583
54 | 73 | [7 empty] | 3. | Kalkzementmörtel | [5 empty] | 20 |  | 0.87 |  |  | 0.02 | 0.87 | 0.87 | 0.87 | 0.022989 | 0.022989 | 0.022989 | 43.5 | 0 | 0 | 0.022989
54 | 73 | [7 empty] | 4. | Wärmedämmung (WLG 035) | [5 empty] | 120 |  | 0.0345 |  |  | 0.12 | 0.0345 | 0.0345 | 0.0345 | 3.4783 | 3.4783 | 3.4783 | 0.2875 | 0 | 0 | 3.4783
54 | 73 | [5 empty] | Skizze |  | 5. | Kalkzementmörtel | [5 empty] | 20 |  | 0.87 |  |  | 0.02 | 0.87 | 0.87 | 0.87 | 0.022989 | 0.022989 | 0.022989 | 43.5 | 0 | 0 | 0.022989 | oberer Grenzwert R'T | 4.1186 | m²K/W | 0.2428
54 | 73 | [7 empty] | 6. | [11 empty] | 0 | 0 | 0 | 0 | 0 | 0 | 0 | 0 | 0 | 0 | 0 | unterer Grenzwert R''T | 4.1186 | m²K/W | 0.2428
54 | 73 | [7 empty] | 7. | [11 empty] | 0 | 0 | 0 | 0 | 0 | 0 | 0 | 0 | 0 | 0 | 0
54 | 73 | [7 empty] | 8. | [11 empty] | 0 | 0 | 0 | 0 | 0 | 0 | 0 | 0 | 0 | 0 | 0 | Mittelwert R'T | 4.1186 | m²K/W
54 | 73 | [7 empty] | 9. | [11 empty] | 0 | 0 | 0 | 0 | 0 | 0 | 0 | 0 | 0 | 0 | 0
54 | 73 | [7 empty] | 10. | [11 empty] | 0 | 0 | 0 | 0 | 0 | 0 | 0 | 0 | 0 | 0 | 0 | maximaler relativer Fehler e | 0%
54 | 73
54 | 73 | [11 empty] | Wärmedurchlasswiderstand unbeheizter Räume (z.B. Dachraum) Ru : |  | m²K/W |  | Flächenanteile: | 100% |  |  |  | 100% | 0% | 0% | 0.04 | 0.04 | 0.04 | 25 | 0 | 0 | 0.04
54 | 73 | [23 empty] | 4.1186 | 4.1186 | 4.1186 |  |  |  | 4.1186
54 | 73 | 2 | w1a | Vollklinker mit Außendämmung | 0.2428 | [7 empty] | Wärmeübergangswiderstand außen Rse : | 0.04 | m²K/W |  | U-Wert: | 0.2428 |  | W/(m²K) |  |  |  |  | 0.2428 | 0 | 0
54 | 73
54 | 73
75 | 94 | [6 empty] | Lfd.Nr. |  | Bauteil Kürzel | Bauteil-Bezeichnung | [9 empty] | Nebenrechnung:
75 | 94 | [6 empty] | 3 |  | w1i | Vollklinker mit Innendämmung | [9 empty] | d in m | lamda in W/(mK) |  |  | R in m²K/W
75 | 94 | [20 empty] | Bereich 1 | Bereich 2 | Bereich 3 | Bereich 1 | Bereich 2 | Bereich 3
75 | 94 | [11 empty] | Wärmeübergangswiderstand innen Rsi : | 0.13 | m²K/W | Dicke d |  | Wärmeleitfähigkeit l in W/(mK) | [6 empty] | 0.13 | 0.13 | 0.13 | 7.6923 | 0 | 0 | 0.13
75 | 94 | [8 empty] | Bereich 1 |  | Bereich 2 | Bereich 3 |  |  | in mm |  | Bereich 1 | Bereich 2 | Bereich 3
75 | 94 | [7 empty] | 1. | Gipsmörtel | [5 empty] | 20 |  | 0.7 |  |  | 0.02 | 0.7 | 0.7 | 0.7 | 0.028571 | 0.028571 | 0.028571 | 35 | 0 | 0 | 0.028571
75 | 94 | [7 empty] | 2. | Holzwolleleichtbauplatte | [5 empty] | 5 |  | 0.15 |  |  | 0.005 | 0.15 | 0.15 | 0.15 | 0.033333 | 0.033333 | 0.033333 | 30 | 0 | 0 | 0.033333
75 | 94 | [7 empty] | 3. | Polystyrol-Hartschaum-Platte | [5 empty] | 55 |  | 0.035 |  |  | 0.055 | 0.035 | 0.035 | 0.035 | 1.5714 | 1.5714 | 1.5714 | 0.63636 | 0 | 0 | 1.5714
75 | 94 | [7 empty] | 4. | Gipsmörtel | [5 empty] | 20 |  | 0.7 |  |  | 0.02 | 0.7 | 0.7 | 0.7 | 0.028571 | 0.028571 | 0.028571 | 35 | 0 | 0 | 0.028571
75 | 94 | [5 empty] | Skizze |  | 5. | Vollziegel 2000 kg/m³ | [5 empty] | 380 |  | 0.96 |  |  | 0.38 | 0.96 | 0.96 | 0.96 | 0.39583 | 0.39583 | 0.39583 | 2.5263 | 0 | 0 | 0.39583 | oberer Grenzwert R'T | 2.2507 | m²K/W | 0.4443
75 | 94 | [7 empty] | 6. | Kalkzementmörtel | [5 empty] | 20 |  | 0.87 |  |  | 0.02 | 0.87 | 0.87 | 0.87 | 0.022989 | 0.022989 | 0.022989 | 43.5 | 0 | 0 | 0.022989 | unterer Grenzwert R''T | 2.2507 | m²K/W | 0.4443
75 | 94 | [7 empty] | 7. | [11 empty] | 0 | 0 | 0 | 0 | 0 | 0 | 0 | 0 | 0 | 0 | 0
75 | 94 | [7 empty] | 8. | [11 empty] | 0 | 0 | 0 | 0 | 0 | 0 | 0 | 0 | 0 | 0 | 0 | Mittelwert R'T | 2.2507 | m²K/W
75 | 94 | [7 empty] | 9. | [11 empty] | 0 | 0 | 0 | 0 | 0 | 0 | 0 | 0 | 0 | 0 | 0
75 | 94 | [7 empty] | 10. | [11 empty] | 0 | 0 | 0 | 0 | 0 | 0 | 0 | 0 | 0 | 0 | 0 | maximaler relativer Fehler e | 0%
75 | 94
75 | 94 | [11 empty] | Wärmeübergangswiderstand außen Rse : |  | m²K/W |  | Flächenanteile: | 100% |  |  |  | 100% | 0% | 0% | 0.04 | 0.04 | 0.04 | 25 | 0 | 0 | 0.04
75 | 94 | [23 empty] | 2.2507 | 2.2507 | 2.2507 |  |  |  | 2.2507
75 | 94 | 3 | w1i | Vollklinker mit Innendämmung | 0.4443 | [7 empty] | Wärmeübergangswiderstand außen Rsa : | 0.04 | m²K/W |  | U-Wert: | 0.4443 |  | W/(m²K) |  |  |  |  | 0.4443 | 0 | 0
75 | 94
75 | 94
96 | 115 | [6 empty] | Lfd.Nr. |  | Bauteil Kürzel | Bauteil-Bezeichnung | [9 empty] | Nebenrechnung:
96 | 115 | [6 empty] | 4 |  | k1u | Kellerdecke ungedämmt | [9 empty] | d in m | lamda in W/(mK) |  |  | R in m²K/W
96 | 115 | [20 empty] | Bereich 1 | Bereich 2 | Bereich 3 | Bereich 1 | Bereich 2 | Bereich 3
96 | 115 | [11 empty] | Wärmeübergangswiderstand innen Rsi : | 0.17 | m²K/W | Dicke d |  | Wärmeleitfähigkeit l in W/(mK) | [6 empty] | 0.17 | 0.17 | 0.17 | 5.8824 | 0 | 0 | 0.17
96 | 115 | [8 empty] | Bereich 1 |  | Bereich 2 | Bereich 3 |  |  | in mm |  | Bereich 1 | Bereich 2 | Bereich 3
96 | 115 | [7 empty] | 1. | Holzdielen | [5 empty] | 25 |  | 0.13 |  |  | 0.025 | 0.13 | 0.13 | 0.13 | 0.19231 | 0.19231 | 0.19231 | 5.2 | 0 | 0 | 0.19231
96 | 115 | [7 empty] | 2. | Luftschicht | [5 empty] | 24 |  | 0.12632 |  |  | 0.024 | 0.12632 | 0.12632 | 0.12632 | 0.19 | 0.19 | 0.19 | 5.2632 | 0 | 0 | 0.19
96 | 115 | [7 empty] | 3. | Sandschüttung | [5 empty] | 100 |  | 1.4 |  |  | 0.1 | 1.4 | 1.4 | 1.4 | 0.071429 | 0.071429 | 0.071429 | 14 | 0 | 0 | 0.071429
96 | 115 | [7 empty] | 4. | gemauertes Kappengewölbe | [5 empty] | 250 |  | 0.96 |  |  | 0.25 | 0.96 | 0.96 | 0.96 | 0.26042 | 0.26042 | 0.26042 | 3.84 | 0 | 0 | 0.26042
96 | 115 | [5 empty] | Skizze |  | 5. | [11 empty] | 0 | 0 | 0 | 0 | 0 | 0 | 0 | 0 | 0 | 0 | 0 | oberer Grenzwert R'T | 1.0542 | m²K/W | 0.94863
96 | 115 | [7 empty] | 6. | [11 empty] | 0 | 0 | 0 | 0 | 0 | 0 | 0 | 0 | 0 | 0 | 0 | unterer Grenzwert R''T | 1.0542 | m²K/W | 0.94863
96 | 115 | [7 empty] | 7. | [11 empty] | 0 | 0 | 0 | 0 | 0 | 0 | 0 | 0 | 0 | 0 | 0
96 | 115 | [7 empty] | 8. | [11 empty] | 0 | 0 | 0 | 0 | 0 | 0 | 0 | 0 | 0 | 0 | 0 | Mittelwert R'T | 1.0542 | m²K/W
96 | 115 | [7 empty] | 9. | [11 empty] | 0 | 0 | 0 | 0 | 0 | 0 | 0 | 0 | 0 | 0 | 0
96 | 115 | [7 empty] | 10. | [11 empty] | 0 | 0 | 0 | 0 | 0 | 0 | 0 | 0 | 0 | 0 | 0 | maximaler relativer Fehler e | 0%
96 | 115
96 | 115 | [11 empty] | Wärmedurchlasswiderstand unbeheizter Räume (z.B. Dachraum) Ru : |  | m²K/W |  | Flächenanteile: | 100% |  |  |  | 100% | 0% | 0% | 0.17 | 0.17 | 0.17 | 5.8824 | 0 | 0 | 0.17
96 | 115 | [23 empty] | 1.0542 | 1.0542 | 1.0542 |  |  |  | 1.0542
96 | 115 | 4 | k1u | Kellerdecke ungedämmt | 0.94863 | [7 empty] | Wärmeübergangswiderstand außen Rse : | 0.17 | m²K/W |  | U-Wert: | 0.94863 |  | W/(m²K) |  |  |  |  | 0.94863 | 0 | 0
96 | 115
96 | 115
117 | 136 | [6 empty] | Lfd.Nr. |  | Bauteil Kürzel | Bauteil-Bezeichnung | [9 empty] | Nebenrechnung:
117 | 136 | [6 empty] | 5 |  | k1d | Kellerdecke gedämmt | [9 empty] | d in m | lamda in W/(mK) |  |  | R in m²K/W
117 | 136 | [20 empty] | Bereich 1 | Bereich 2 | Bereich 3 | Bereich 1 | Bereich 2 | Bereich 3
117 | 136 | [11 empty] | Wärmeübergangswiderstand innen Rsi : | 0.17 | m²K/W | Dicke d |  | Wärmeleitfähigkeit l in W/(mK) | [6 empty] | 0.17 | 0.17 | 0.17 | 5.8824 | 0 | 0 | 0.17
117 | 136 | [8 empty] | Bereich 1 |  | Bereich 2 | Bereich 3 |  |  | in mm |  | Bereich 1 | Bereich 2 | Bereich 3
117 | 136 | [7 empty] | 1. | Fliesen | [5 empty] | 6 |  | 1 |  |  | 0.006 | 1 | 1 | 1 | 0.006 | 0.006 | 0.006 | 166.6667 | 0 | 0 | 0.006
117 | 136 | [7 empty] | 2. | Zementestrich | [5 empty] | 45 |  | 1.4 |  |  | 0.045 | 1.4 | 1.4 | 1.4 | 0.032143 | 0.032143 | 0.032143 | 31.1111 | 0 | 0 | 0.032143
117 | 136 | [7 empty] | 3. | PS 30 SE WLG 035 | [5 empty] | 40 |  | 0.035 |  |  | 0.04 | 0.035 | 0.035 | 0.035 | 1.1429 | 1.1429 | 1.1429 | 0.875 | 0 | 0 | 1.1429
117 | 136 | [7 empty] | 4. | Fermacell-Ausgleichsschüttung | [5 empty] | 20 |  | 0.05 |  |  | 0.02 | 0.05 | 0.05 | 0.05 | 0.4 | 0.4 | 0.4 | 2.5 | 0 | 0 | 0.4
117 | 136 | [5 empty] | Skizze |  | 5. | Sandschüttung | [5 empty] | 100 |  | 1.4 |  |  | 0.1 | 1.4 | 1.4 | 1.4 | 0.071429 | 0.071429 | 0.071429 | 14 | 0 | 0 | 0.071429 | oberer Grenzwert R'T | 2.2528 | m²K/W | 0.44388
117 | 136 | [7 empty] | 6. | gemauertes Kappengewölbe | [5 empty] | 250 |  | 0.96 |  |  | 0.25 | 0.96 | 0.96 | 0.96 | 0.26042 | 0.26042 | 0.26042 | 3.84 | 0 | 0 | 0.26042 | unterer Grenzwert R''T | 2.2528 | m²K/W | 0.44388
117 | 136 | [7 empty] | 7. | [11 empty] | 0 | 0 | 0 | 0 | 0 | 0 | 0 | 0 | 0 | 0 | 0
117 | 136 | [7 empty] | 8. | [11 empty] | 0 | 0 | 0 | 0 | 0 | 0 | 0 | 0 | 0 | 0 | 0 | Mittelwert R'T | 2.2528 | m²K/W
117 | 136 | [7 empty] | 9. | [11 empty] | 0 | 0 | 0 | 0 | 0 | 0 | 0 | 0 | 0 | 0 | 0
117 | 136 | [7 empty] | 10. | [11 empty] | 0 | 0 | 0 | 0 | 0 | 0 | 0 | 0 | 0 | 0 | 0 | maximaler relativer Fehler e | 0%
117 | 136
117 | 136 | [11 empty] | Wärmedurchlasswiderstand unbeheizter Räume (z.B. Dachraum) Ru : |  | m²K/W |  | Flächenanteile: | 100% |  |  |  | 100% | 0% | 0% | 0.17 | 0.17 | 0.17 | 5.8824 | 0 | 0 | 0.17
117 | 136 | [23 empty] | 2.2528 | 2.2528 | 2.2528 |  |  |  | 2.2528
117 | 136 | 5 | k1d | Kellerdecke gedämmt | 0.44388 | [7 empty] | Wärmeübergangswiderstand außen Rse : | 0.17 | m²K/W |  | U-Wert: | 0.44388 |  | W/(m²K) |  |  |  |  | 0.44388 | 0 | 0
117 | 136
117 | 136
138 | 157 | [6 empty] | Lfd.Nr. |  | Bauteil Kürzel | Bauteil-Bezeichnung | [9 empty] | Nebenrechnung:
138 | 157 | [6 empty] | 6 |  | w2u | Gaubenwände ungedämmt | [9 empty] | d in m | lamda in W/(mK) |  |  | R in m²K/W
138 | 157 | [20 empty] | Bereich 1 | Bereich 2 | Bereich 3 | Bereich 1 | Bereich 2 | Bereich 3
138 | 157 | [11 empty] | Wärmeübergangswiderstand innen Rsi : | 0.13 | m²K/W | Dicke d |  | Wärmeleitfähigkeit l in W/(mK) | [6 empty] | 0.13 | 0.13 | 0.13 | 1.9231 | 5.7692 | 0 | 0.13
138 | 157 | [8 empty] | Bereich 1 |  | Bereich 2 | Bereich 3 |  |  | in mm |  | Bereich 1 | Bereich 2 | Bereich 3
138 | 157 | [7 empty] | 1. | Lehmputz auf Schilfrohrgeflecht | [5 empty] | 20 |  | 0.8 |  |  | 0.02 | 0.8 | 0.8 | 0.8 | 0.025 | 0.025 | 0.025 | 10 | 30 | 0 | 0.025
138 | 157 | [7 empty] | 2. | Holzfachwerk |  | Lehmschlag |  |  |  | 120 |  | 0.13 | 0.93 |  | 0.12 | 0.13 | 0.93 | 0.13 | 0.92308 | 0.12903 | 0.92308 | 0.27083 | 5.8125 | 0 | 0.16438
138 | 157 | [7 empty] | 3. | [11 empty] | 0 | 0 | 0 | 0 | 0 | 0 | 0 | 0 | 0 | 0 | 0
138 | 157 | [7 empty] | 4. | [11 empty] | 0 | 0 | 0 | 0 | 0 | 0 | 0 | 0 | 0 | 0 | 0
138 | 157 | [5 empty] | Skizze |  | 5. | [11 empty] | 0 | 0 | 0 | 0 | 0 | 0 | 0 | 0 | 0 | 0 | 0 | oberer Grenzwert R'T | 0.49544 | m²K/W | 2.0184
138 | 157 | [7 empty] | 6. | [11 empty] | 0 | 0 | 0 | 0 | 0 | 0 | 0 | 0 | 0 | 0 | 0 | unterer Grenzwert R''T | 0.44938 | m²K/W | 2.2253
138 | 157 | [7 empty] | 7. | [11 empty] | 0 | 0 | 0 | 0 | 0 | 0 | 0 | 0 | 0 | 0 | 0
138 | 157 | [7 empty] | 8. | [11 empty] | 0 | 0 | 0 | 0 | 0 | 0 | 0 | 0 | 0 | 0 | 0 | Mittelwert R'T | 0.47241 | m²K/W
138 | 157 | [7 empty] | 9. | [11 empty] | 0 | 0 | 0 | 0 | 0 | 0 | 0 | 0 | 0 | 0 | 0
138 | 157 | [7 empty] | 10. | [11 empty] | 0 | 0 | 0 | 0 | 0 | 0 | 0 | 0 | 0 | 0 | 0 | maximaler relativer Fehler e | 4.875%
138 | 157
138 | 157 | [11 empty] | Wärmedurchlasswiderstand unbeheizter Räume (z.B. Dachraum) Ru : |  | m²K/W |  | Flächenanteile: | 25% | 75% |  |  | 25% | 75% | 0% | 0.13 | 0.13 | 0.13 | 1.9231 | 5.7692 | 0 | 0.13
138 | 157 | [23 empty] | 1.2081 | 0.41403 | 1.2081 |  |  |  | 0.44938
138 | 157 | 6 | w2u | Gaubenwände ungedämmt | 2.1168 | [7 empty] | Wärmeübergangswiderstand außen Rse : | 0.13 | m²K/W |  | U-Wert: | 2.1168 |  | W/(m²K) |  |  |  |  | 0.20694 | 1.8115 | 0
138 | 157
138 | 157
159 | 178 | [6 empty] | Lfd.Nr. |  | Bauteil Kürzel | Bauteil-Bezeichnung | [9 empty] | Nebenrechnung:
159 | 178 | [6 empty] | 7 |  | w2d | Gaubenwände gedämmt | [9 empty] | d in m | lamda in W/(mK) |  |  | R in m²K/W
159 | 178 | [20 empty] | Bereich 1 | Bereich 2 | Bereich 3 | Bereich 1 | Bereich 2 | Bereich 3
159 | 178 | [11 empty] | Wärmeübergangswiderstand innen Rsi : | 0.13 | m²K/W | Dicke d |  | Wärmeleitfähigkeit l in W/(mK) | [6 empty] | 0.13 | 0.13 | 0.13 | 1.9231 | 5.7692 | 0 | 0.13
159 | 178 | [8 empty] | Bereich 1 |  | Bereich 2 | Bereich 3 |  |  | in mm |  | Bereich 1 | Bereich 2 | Bereich 3
159 | 178 | [7 empty] | 1. | Gipsmörtel | [5 empty] | 20 |  | 0.7 |  |  | 0.02 | 0.7 | 0.7 | 0.7 | 0.028571 | 0.028571 | 0.028571 | 8.75 | 26.25 | 0 | 0.028571
159 | 178 | [7 empty] | 2. | Holzwolleleichtbauplatte | [5 empty] | 5 |  | 0.15 |  |  | 0.005 | 0.15 | 0.15 | 0.15 | 0.033333 | 0.033333 | 0.033333 | 7.5 | 22.5 | 0 | 0.033333
159 | 178 | [7 empty] | 3. | Polystyrol-Hartschaum-Platte | [5 empty] | 55 |  | 0.035 |  |  | 0.055 | 0.035 | 0.035 | 0.035 | 1.5714 | 1.5714 | 1.5714 | 0.15909 | 0.47727 | 0 | 1.5714
159 | 178 | [7 empty] | 4. | Lehmputz auf Schilfrohrgeflecht | [5 empty] | 20 |  | 0.8 |  |  | 0.02 | 0.8 | 0.8 | 0.8 | 0.025 | 0.025 | 0.025 | 10 | 30 | 0 | 0.025
159 | 178 | [5 empty] | Skizze |  | 5. | Holzfachwerk |  | Lehmschlag |  |  |  | 120 |  | 0.13 | 0.93 |  | 0.12 | 0.13 | 0.93 | 0.13 | 0.92308 | 0.12903 | 0.92308 | 0.27083 | 5.8125 | 0 | 0.16438 | oberer Grenzwert R'T | 2.2011 | m²K/W | 0.45431
159 | 178 | [7 empty] | 6. | [11 empty] | 0 | 0 | 0 | 0 | 0 | 0 | 0 | 0 | 0 | 0 | 0 | unterer Grenzwert R''T | 2.0827 | m²K/W | 0.48014
159 | 178 | [7 empty] | 7. | [11 empty] | 0 | 0 | 0 | 0 | 0 | 0 | 0 | 0 | 0 | 0 | 0
159 | 178 | [7 empty] | 8. | [11 empty] | 0 | 0 | 0 | 0 | 0 | 0 | 0 | 0 | 0 | 0 | 0 | Mittelwert R'T | 2.1419 | m²K/W
159 | 178 | [7 empty] | 9. | [11 empty] | 0 | 0 | 0 | 0 | 0 | 0 | 0 | 0 | 0 | 0 | 0
159 | 178 | [7 empty] | 10. | [11 empty] | 0 | 0 | 0 | 0 | 0 | 0 | 0 | 0 | 0 | 0 | 0 | maximaler relativer Fehler e | 2.765%
159 | 178
159 | 178 | [11 empty] | Wärmedurchlasswiderstand unbeheizter Räume (z.B. Dachraum) Ru : |  | m²K/W |  | Flächenanteile: | 25% | 75% |  |  | 25% | 75% | 0% | 0.13 | 0.13 | 0.13 | 1.9231 | 5.7692 | 0 | 0.13
159 | 178 | [23 empty] | 2.8414 | 2.0474 | 2.8414 |  |  |  | 2.0827
159 | 178 | 7 | w2d | Gaubenwände gedämmt | 0.46687 | [7 empty] | Wärmeübergangswiderstand außen Rse : | 0.13 | m²K/W |  | U-Wert: | 0.46687 |  | W/(m²K) |  |  |  |  | 0.087984 | 0.36632 | 0
159 | 178
159 | 178
180 | 199 | [6 empty] | Lfd.Nr. |  | Bauteil Kürzel | Bauteil-Bezeichnung | [9 empty] | Nebenrechnung:
180 | 199 | [6 empty] | 8 |  | d1u | Dachfläche ungedämmt | [9 empty] | d in m | lamda in W/(mK) |  |  | R in m²K/W
180 | 199 | [20 empty] | Bereich 1 | Bereich 2 | Bereich 3 | Bereich 1 | Bereich 2 | Bereich 3
180 | 199 | [11 empty] | Wärmeübergangswiderstand innen Rsi : | 0.1 | m²K/W | Dicke d |  | Wärmeleitfähigkeit l in W/(mK) | [6 empty] | 0.1 | 0.1 | 0.1 | 8.5714 | 1.4286 | 0 | 0.1
180 | 199 | [8 empty] | Bereich 1 |  | Bereich 2 | Bereich 3 |  |  | in mm |  | Bereich 1 | Bereich 2 | Bereich 3
180 | 199 | [7 empty] | 1. | Lehmputz auf Schilfrohrgeflecht | [5 empty] | 20 |  | 0.8 |  |  | 0.02 | 0.8 | 0.8 | 0.8 | 0.025 | 0.025 | 0.025 | 34.2857 | 5.7143 | 0 | 0.025
180 | 199 | [7 empty] | 2. | Sparren |  | Lehmschlag |  |  |  | 120 |  | 0.13 | 0.93 |  | 0.12 | 0.13 | 0.93 | 0.13 | 0.92308 | 0.12903 | 0.92308 | 0.92857 | 1.1071 | 0 | 0.49123
180 | 199 | [7 empty] | 3. | [11 empty] | 0 | 0 | 0 | 0 | 0 | 0 | 0 | 0 | 0 | 0 | 0
180 | 199 | [7 empty] | 4. | [11 empty] | 0 | 0 | 0 | 0 | 0 | 0 | 0 | 0 | 0 | 0 | 0
180 | 199 | [5 empty] | Skizze |  | 5. | [11 empty] | 0 | 0 | 0 | 0 | 0 | 0 | 0 | 0 | 0 | 0 | 0 | oberer Grenzwert R'T | 0.86949 | m²K/W | 1.1501
180 | 199 | [7 empty] | 6. | [11 empty] | 0 | 0 | 0 | 0 | 0 | 0 | 0 | 0 | 0 | 0 | 0 | unterer Grenzwert R''T | 0.71623 | m²K/W | 1.3962
180 | 199 | [7 empty] | 7. | [11 empty] | 0 | 0 | 0 | 0 | 0 | 0 | 0 | 0 | 0 | 0 | 0
180 | 199 | [7 empty] | 8. | [11 empty] | 0 | 0 | 0 | 0 | 0 | 0 | 0 | 0 | 0 | 0 | 0 | Mittelwert R'T | 0.79286 | m²K/W
180 | 199 | [7 empty] | 9. | [11 empty] | 0 | 0 | 0 | 0 | 0 | 0 | 0 | 0 | 0 | 0 | 0
180 | 199 | [7 empty] | 10. | [11 empty] | 0 | 0 | 0 | 0 | 0 | 0 | 0 | 0 | 0 | 0 | 0 | maximaler relativer Fehler e | 9.665%
180 | 199
180 | 199 | [11 empty] | Wärmedurchlasswiderstand unbeheizter Räume (z.B. Dachraum) Ru : |  | m²K/W |  | Flächenanteile: | 85.71% | 14.29% |  |  | 85.71% | 14.29% | 0% | 0.1 | 0.1 | 0.1 | 8.5714 | 1.4286 | 0 | 0.1
180 | 199 | [23 empty] | 1.1481 | 0.35403 | 1.1481 |  |  |  | 0.71623
180 | 199 | 8 | d1u | Dachfläche ungedämmt | 1.2613 | [7 empty] | Wärmeübergangswiderstand außen Rse : | 0.1 | m²K/W |  | U-Wert: | 1.2613 |  | W/(m²K) |  |  |  |  | 0.74659 | 0.40351 | 0
180 | 199
180 | 199
201 | 220 | [6 empty] | Lfd.Nr. |  | Bauteil Kürzel | Bauteil-Bezeichnung | [9 empty] | Nebenrechnung:
201 | 220 | [6 empty] | 9 |  | d1i | Dachfläche mit Innendämmung | [9 empty] | d in m | lamda in W/(mK) |  |  | R in m²K/W
201 | 220 | [20 empty] | Bereich 1 | Bereich 2 | Bereich 3 | Bereich 1 | Bereich 2 | Bereich 3
201 | 220 | [11 empty] | Wärmeübergangswiderstand innen Rsi : | 0.1 | m²K/W | Dicke d |  | Wärmeleitfähigkeit l in W/(mK) | [6 empty] | 0.1 | 0.1 | 0.1 | 2 | 8 | 0 | 0.1
201 | 220 | [8 empty] | Bereich 1 |  | Bereich 2 | Bereich 3 |  |  | in mm |  | Bereich 1 | Bereich 2 | Bereich 3
201 | 220 | [7 empty] | 1. | Gipsmörtel | [5 empty] | 20 |  | 0.7 |  |  | 0.02 | 0.7 | 0.7 | 0.7 | 0.028571 | 0.028571 | 0.028571 | 7 | 28 | 0 | 0.028571
201 | 220 | [7 empty] | 2. | Holzwolleleichtbauplatte | [5 empty] | 5 |  | 0.15 |  |  | 0.005 | 0.15 | 0.15 | 0.15 | 0.033333 | 0.033333 | 0.033333 | 6 | 24 | 0 | 0.033333
201 | 220 | [7 empty] | 3. | Polystyrol-Hartschaum-Platte | [5 empty] | 55 |  | 0.035 |  |  | 0.055 | 0.035 | 0.035 | 0.035 | 1.5714 | 1.5714 | 1.5714 | 0.12727 | 0.50909 | 0 | 1.5714
201 | 220 | [7 empty] | 4. | Holzwolleleichtbauplatte | [5 empty] | 5 |  | 0.15 |  |  | 0.005 | 0.15 | 0.15 | 0.15 | 0.033333 | 0.033333 | 0.033333 | 6 | 24 | 0 | 0.033333
201 | 220 | [5 empty] | Skizze |  | 5. | Polystyrol-Hartschaum-Platte | [5 empty] | 55 |  | 0.035 |  |  | 0.055 | 0.035 | 0.035 | 0.035 | 1.5714 | 1.5714 | 1.5714 | 0.12727 | 0.50909 | 0 | 1.5714 | oberer Grenzwert R'T | 3.7271 | m²K/W | 0.26831
201 | 220 | [7 empty] | 6. | Lehmputz auf Schilfrohrgeflecht | [5 empty] | 20 |  | 0.8 |  |  | 0.02 | 0.8 | 0.8 | 0.8 | 0.025 | 0.025 | 0.025 | 8 | 32 | 0 | 0.025 | unterer Grenzwert R''T | 3.6189 | m²K/W | 0.27632
201 | 220 | [7 empty] | 7. | Sparren |  | Lehmschlag |  |  |  | 120 |  | 0.13 | 0.93 |  | 0.12 | 0.13 | 0.93 | 0.13 | 0.92308 | 0.12903 | 0.92308 | 0.21667 | 6.2 | 0 | 0.15584
201 | 220 | [7 empty] | 8. | [11 empty] | 0 | 0 | 0 | 0 | 0 | 0 | 0 | 0 | 0 | 0 | 0 | Mittelwert R'T | 3.673 | m²K/W
201 | 220 | [7 empty] | 9. | [11 empty] | 0 | 0 | 0 | 0 | 0 | 0 | 0 | 0 | 0 | 0 | 0
201 | 220 | [7 empty] | 10. | [11 empty] | 0 | 0 | 0 | 0 | 0 | 0 | 0 | 0 | 0 | 0 | 0 | maximaler relativer Fehler e | 1.472%
201 | 220
201 | 220 | [11 empty] | Wärmedurchlasswiderstand unbeheizter Räume (z.B. Dachraum) Ru : |  | m²K/W |  | Flächenanteile: | 20% | 80% |  |  | 20% | 80% | 0% | 0.1 | 0.1 | 0.1 | 2 | 8 | 0 | 0.1
201 | 220 | [23 empty] | 4.3862 | 3.5921 | 4.3862 |  |  |  | 3.6189
201 | 220 | 9 | d1i | Dachfläche mit Innendämmung | 0.27226 | [7 empty] | Wärmeübergangswiderstand außen Rse : | 0.1 | m²K/W |  | U-Wert: | 0.27226 |  | W/(m²K) |  |  |  |  | 0.045598 | 0.22271 | 0
201 | 220
201 | 220
222 | 241 | [6 empty] | Lfd.Nr. |  | Bauteil Kürzel | Bauteil-Bezeichnung | [9 empty] | Nebenrechnung:
222 | 241 | [6 empty] | 10 |  | og1u | Kehlbalkendecke ungedämmt | [9 empty] | d in m | lamda in W/(mK) |  |  | R in m²K/W
222 | 241 | [20 empty] | Bereich 1 | Bereich 2 | Bereich 3 | Bereich 1 | Bereich 2 | Bereich 3
222 | 241 | [11 empty] | Wärmeübergangswiderstand innen Rsi : | 0.1 | m²K/W | Dicke d |  | Wärmeleitfähigkeit l in W/(mK) | [6 empty] | 0.1 | 0.1 | 0.1 | 2 | 8 | 0 | 0.1
222 | 241 | [8 empty] | Bereich 1 |  | Bereich 2 | Bereich 3 |  |  | in mm |  | Bereich 1 | Bereich 2 | Bereich 3
222 | 241 | [7 empty] | 1. | Lehmputz auf Schilfrohrgeflecht | [5 empty] | 20 |  | 0.8 |  |  | 0.02 | 0.8 | 0.8 | 0.8 | 0.025 | 0.025 | 0.025 | 8 | 32 | 0 | 0.025
222 | 241 | [7 empty] | 2. | Balken |  | Luftschicht |  |  |  | 45 |  | 0.13 | 0.28125 |  | 0.045 | 0.13 | 0.28125 | 0.13 | 0.34615 | 0.16 | 0.34615 | 0.57778 | 5 | 0 | 0.17928
222 | 241 | [7 empty] | 3. | Balken |  | Blindboden |  |  |  | 15 |  | 0.13 | 0.13 |  | 0.015 | 0.13 | 0.13 | 0.13 | 0.11538 | 0.11538 | 0.11538 | 1.7333 | 6.9333 | 0 | 0.11538
222 | 241 | [7 empty] | 4. | Balken |  | Lehmschlag |  |  |  | 100 |  | 0.13 | 0.93 |  | 0.1 | 0.13 | 0.93 | 0.13 | 0.76923 | 0.10753 | 0.76923 | 0.26 | 7.44 | 0 | 0.12987
222 | 241 | [5 empty] | Skizze |  | 5. | Holzdielen | [5 empty] | 25 |  | 0.13 |  |  | 0.025 | 0.13 | 0.13 | 0.13 | 0.19231 | 0.19231 | 0.19231 | 1.04 | 4.16 | 0 | 0.19231 | oberer Grenzwert R'T | 1.0387 | m²K/W | 0.96272
222 | 241 | [7 empty] | 6. | [11 empty] | 0 | 0 | 0 | 0 | 0 | 0 | 0 | 0 | 0 | 0 | 0 | unterer Grenzwert R''T | 0.98185 | m²K/W | 1.0185
222 | 241 | [7 empty] | 7. | [11 empty] | 0 | 0 | 0 | 0 | 0 | 0 | 0 | 0 | 0 | 0 | 0
222 | 241 | [7 empty] | 8. | [11 empty] | 0 | 0 | 0 | 0 | 0 | 0 | 0 | 0 | 0 | 0 | 0 | Mittelwert R'T | 1.0103 | m²K/W
222 | 241 | [7 empty] | 9. | [11 empty] | 0 | 0 | 0 | 0 | 0 | 0 | 0 | 0 | 0 | 0 | 0
222 | 241 | [7 empty] | 10. | [11 empty] | 0 | 0 | 0 | 0 | 0 | 0 | 0 | 0 | 0 | 0 | 0 | maximaler relativer Fehler e | 2.815%
222 | 241
222 | 241 | [11 empty] | Wärmedurchlasswiderstand unbeheizter Räume (z.B. Dachraum) Ru : | 0.2 | m²K/W |  | Flächenanteile: | 20% | 80% |  |  | 20% | 80% | 0% | 0.24 | 0.24 | 0.24 | 0.83333 | 3.3333 | 0 | 0.24
222 | 241 | [23 empty] | 1.7881 | 0.94022 | 1.7881 |  |  |  | 0.98185
222 | 241 | 10 | og1u | Kehlbalkendecke ungedämmt | 0.98982 | [7 empty] | Wärmeübergangswiderstand außen Rse : | 0.04 | m²K/W |  | U-Wert: | 0.98982 |  | W/(m²K) |  |  |  |  | 0.11185 | 0.85087 | 0
222 | 241
222 | 241
243 | 262 | [6 empty] | Lfd.Nr. |  | Bauteil Kürzel | Bauteil-Bezeichnung | [9 empty] | Nebenrechnung:
243 | 262 | [6 empty] | 11 |  | og1d | Kehlbalkendecke gedämmt | [9 empty] | d in m | lamda in W/(mK) |  |  | R in m²K/W
243 | 262 | [20 empty] | Bereich 1 | Bereich 2 | Bereich 3 | Bereich 1 | Bereich 2 | Bereich 3
243 | 262 | [11 empty] | Wärmeübergangswiderstand innen Rsi : | 0.1 | m²K/W | Dicke d |  | Wärmeleitfähigkeit l in W/(mK) | [6 empty] | 0.1 | 0.1 | 0.1 | 2 | 8 | 0 | 0.1
243 | 262 | [8 empty] | Bereich 1 |  | Bereich 2 | Bereich 3 |  |  | in mm |  | Bereich 1 | Bereich 2 | Bereich 3
243 | 262 | [7 empty] | 1. | Lehmputz auf Schilfrohrgeflecht | [5 empty] | 20 |  | 0.8 |  |  | 0.02 | 0.8 | 0.8 | 0.8 | 0.025 | 0.025 | 0.025 | 8 | 32 | 0 | 0.025
243 | 262 | [7 empty] | 2. | Balken |  | Luftschicht |  |  |  | 45 |  | 0.13 | 0.28125 |  | 0.045 | 0.13 | 0.28125 | 0.13 | 0.34615 | 0.16 | 0.34615 | 0.57778 | 5 | 0 | 0.17928
243 | 262 | [7 empty] | 3. | Balken |  | Blindboden |  |  |  | 15 |  | 0.13 | 0.13 |  | 0.015 | 0.13 | 0.13 | 0.13 | 0.11538 | 0.11538 | 0.11538 | 1.7333 | 6.9333 | 0 | 0.11538
243 | 262 | [7 empty] | 4. | Balken |  | Lehmschlag |  |  |  | 100 |  | 0.13 | 0.93 |  | 0.1 | 0.13 | 0.93 | 0.13 | 0.76923 | 0.10753 | 0.76923 | 0.26 | 7.44 | 0 | 0.12987
243 | 262 | [5 empty] | Skizze |  | 5. | Holzdielen | [5 empty] | 25 |  | 0.13 |  |  | 0.025 | 0.13 | 0.13 | 0.13 | 0.19231 | 0.19231 | 0.19231 | 1.04 | 4.16 | 0 | 0.19231 | oberer Grenzwert R'T | 6.8084 | m²K/W | 0.14688
243 | 262 | [7 empty] | 6. | Mineralfaserplatten 2 x 100 mm WLG 035 | [5 empty] | 200 |  | 0.035 |  |  | 0.2 | 0.035 | 0.035 | 0.035 | 5.7143 | 5.7143 | 5.7143 | 0.035 | 0.14 | 0 | 5.7143 | unterer Grenzwert R''T | 6.6961 | m²K/W | 0.14934
243 | 262 | [7 empty] | 7. | [11 empty] | 0 | 0 | 0 | 0 | 0 | 0 | 0 | 0 | 0 | 0 | 0
243 | 262 | [7 empty] | 8. | [11 empty] | 0 | 0 | 0 | 0 | 0 | 0 | 0 | 0 | 0 | 0 | 0 | Mittelwert R'T | 6.7523 | m²K/W
243 | 262 | [7 empty] | 9. | [11 empty] | 0 | 0 | 0 | 0 | 0 | 0 | 0 | 0 | 0 | 0 | 0
243 | 262 | [7 empty] | 10. | [11 empty] | 0 | 0 | 0 | 0 | 0 | 0 | 0 | 0 | 0 | 0 | 0 | maximaler relativer Fehler e | 0.8313%
243 | 262
243 | 262 | [11 empty] | Wärmedurchlasswiderstand unbeheizter Räume (z.B. Dachraum) Ru : | 0.2 | m²K/W |  | Flächenanteile: | 20% | 80% |  |  | 20% | 80% | 0% | 0.24 | 0.24 | 0.24 | 0.83333 | 3.3333 | 0 | 0.24
243 | 262 | [23 empty] | 7.5024 | 6.6545 | 7.5024 |  |  |  | 6.6961
243 | 262 | 11 | og1d | Kehlbalkendecke gedämmt | 0.1481 | [7 empty] | Wärmeübergangswiderstand außen Rse : | 0.04 | m²K/W |  | U-Wert: | 0.1481 |  | W/(m²K) |  |  |  |  | 0.026658 | 0.12022 | 0
243 | 262
243 | 262
264 | 283 | [6 empty] | Lfd.Nr. |  | Bauteil Kürzel | Bauteil-Bezeichnung | [9 empty] | Nebenrechnung:
264 | 283 | [6 empty] | 12 | [12 empty] | d in m | lamda in W/(mK) |  |  | R in m²K/W
264 | 283 | [20 empty] | Bereich 1 | Bereich 2 | Bereich 3 | Bereich 1 | Bereich 2 | Bereich 3
264 | 283 | [11 empty] | Wärmeübergangswiderstand innen Rsi : |  | m²K/W | Dicke d |  | Wärmeleitfähigkeit l in W/(mK) | [6 empty] | 0 | 0 | 0 | 0 | 0 | 0 | 0
264 | 283 | [8 empty] | Bereich 1 |  | Bereich 2 | Bereich 3 |  |  | in mm |  | Bereich 1 | Bereich 2 | Bereich 3
264 | 283 | [7 empty] | 1. | [11 empty] | 0 | 0 | 0 | 0 | 0 | 0 | 0 | 0 | 0 | 0 | 0
264 | 283 | [7 empty] | 2. | [11 empty] | 0 | 0 | 0 | 0 | 0 | 0 | 0 | 0 | 0 | 0 | 0
264 | 283 | [7 empty] | 3. | [11 empty] | 0 | 0 | 0 | 0 | 0 | 0 | 0 | 0 | 0 | 0 | 0
264 | 283 | [7 empty] | 4. | [11 empty] | 0 | 0 | 0 | 0 | 0 | 0 | 0 | 0 | 0 | 0 | 0
264 | 283 | [5 empty] | Skizze |  | 5. | [11 empty] | 0 | 0 | 0 | 0 | 0 | 0 | 0 | 0 | 0 | 0 | 0 | oberer Grenzwert R'T | #DIV/0! | m²K/W | #DIV/0!
264 | 283 | [7 empty] | 6. | [11 empty] | 0 | 0 | 0 | 0 | 0 | 0 | 0 | 0 | 0 | 0 | 0 | unterer Grenzwert R''T | 0 | m²K/W | #DIV/0!
264 | 283 | [7 empty] | 7. | [11 empty] | 0 | 0 | 0 | 0 | 0 | 0 | 0 | 0 | 0 | 0 | 0
264 | 283 | [7 empty] | 8. | [11 empty] | 0 | 0 | 0 | 0 | 0 | 0 | 0 | 0 | 0 | 0 | 0 | Mittelwert R'T | #DIV/0! | m²K/W
264 | 283 | [7 empty] | 9. | [11 empty] | 0 | 0 | 0 | 0 | 0 | 0 | 0 | 0 | 0 | 0 | 0
264 | 283 | [7 empty] | 10. | [11 empty] | 0 | 0 | 0 | 0 | 0 | 0 | 0 | 0 | 0 | 0 | 0 | maximaler relativer Fehler e | #DIV/0!
264 | 283
264 | 283 | [11 empty] | Wärmedurchlasswiderstand unbeheizter Räume (z.B. Dachraum) Ru : |  | m²K/W |  | Flächenanteile: | 100% |  |  |  | 100% | 0% | 0% | 0 | 0 | 0 | 0 | 0 | 0 | 0
264 | 283 | [23 empty] | 0 | 0 | 0 |  |  |  | 0
264 | 283 | 12 | - | - | - | [7 empty] | Wärmeübergangswiderstand außen Rse : |  | m²K/W |  | U-Wert: | - |  | W/(m²K) |  |  |  |  | 0 | 0 | 0
264 | 283
264 | 283
285 | 304 | [6 empty] | Lfd.Nr. |  | Bauteil Kürzel | Bauteil-Bezeichnung | [9 empty] | Nebenrechnung:
285 | 304 | [6 empty] | 13 | [12 empty] | d in m | lamda in W/(mK) |  |  | R in m²K/W
285 | 304 | [20 empty] | Bereich 1 | Bereich 2 | Bereich 3 | Bereich 1 | Bereich 2 | Bereich 3
285 | 304 | [11 empty] | Wärmeübergangswiderstand innen Rsi : |  | m²K/W | Dicke d |  | Wärmeleitfähigkeit l in W/(mK) | [6 empty] | 0 | 0 | 0 | 0 | 0 | 0 | 0
285 | 304 | [8 empty] | Bereich 1 |  | Bereich 2 | Bereich 3 |  |  | in mm |  | Bereich 1 | Bereich 2 | Bereich 3
285 | 304 | [7 empty] | 1. | [11 empty] | 0 | 0 | 0 | 0 | 0 | 0 | 0 | 0 | 0 | 0 | 0
285 | 304 | [7 empty] | 2. | [11 empty] | 0 | 0 | 0 | 0 | 0 | 0 | 0 | 0 | 0 | 0 | 0
285 | 304 | [7 empty] | 3. | [11 empty] | 0 | 0 | 0 | 0 | 0 | 0 | 0 | 0 | 0 | 0 | 0
285 | 304 | [7 empty] | 4. | [11 empty] | 0 | 0 | 0 | 0 | 0 | 0 | 0 | 0 | 0 | 0 | 0
285 | 304 | [5 empty] | Skizze |  | 5. | [11 empty] | 0 | 0 | 0 | 0 | 0 | 0 | 0 | 0 | 0 | 0 | 0 | oberer Grenzwert R'T | #DIV/0! | m²K/W | #DIV/0!
285 | 304 | [7 empty] | 6. | [11 empty] | 0 | 0 | 0 | 0 | 0 | 0 | 0 | 0 | 0 | 0 | 0 | unterer Grenzwert R''T | 0 | m²K/W | #DIV/0!
285 | 304 | [7 empty] | 7. | [11 empty] | 0 | 0 | 0 | 0 | 0 | 0 | 0 | 0 | 0 | 0 | 0
285 | 304 | [7 empty] | 8. | [11 empty] | 0 | 0 | 0 | 0 | 0 | 0 | 0 | 0 | 0 | 0 | 0 | Mittelwert R'T | #DIV/0! | m²K/W
285 | 304 | [7 empty] | 9. | [11 empty] | 0 | 0 | 0 | 0 | 0 | 0 | 0 | 0 | 0 | 0 | 0
285 | 304 | [7 empty] | 10. | [11 empty] | 0 | 0 | 0 | 0 | 0 | 0 | 0 | 0 | 0 | 0 | 0 | maximaler relativer Fehler e | #DIV/0!
285 | 304
285 | 304 | [11 empty] | Wärmedurchlasswiderstand unbeheizter Räume (z.B. Dachraum) Ru : |  | m²K/W |  | Flächenanteile: | 100% |  |  |  | 100% | 0% | 0% | 0 | 0 | 0 | 0 | 0 | 0 | 0
285 | 304 | [23 empty] | 0 | 0 | 0 |  |  |  | 0
285 | 304 | 13 | - | - | - | [7 empty] | Wärmeübergangswiderstand außen Rse : |  | m²K/W |  | U-Wert: | - |  | W/(m²K) |  |  |  |  | 0 | 0 | 0
285 | 304
285 | 304
306 | 325 | [6 empty] | Lfd.Nr. |  | Bauteil Kürzel | Bauteil-Bezeichnung | [9 empty] | Nebenrechnung:
306 | 325 | [6 empty] | 14 | [12 empty] | d in m | lamda in W/(mK) |  |  | R in m²K/W
306 | 325 | [20 empty] | Bereich 1 | Bereich 2 | Bereich 3 | Bereich 1 | Bereich 2 | Bereich 3
306 | 325 | [11 empty] | Wärmeübergangswiderstand innen Rsi : |  | m²K/W | Dicke d |  | Wärmeleitfähigkeit l in W/(mK) | [6 empty] | 0 | 0 | 0 | 0 | 0 | 0 | 0
306 | 325 | [8 empty] | Bereich 1 |  | Bereich 2 | Bereich 3 |  |  | in mm |  | Bereich 1 | Bereich 2 | Bereich 3
306 | 325 | [7 empty] | 1. | [11 empty] | 0 | 0 | 0 | 0 | 0 | 0 | 0 | 0 | 0 | 0 | 0
306 | 325 | [7 empty] | 2. | [11 empty] | 0 | 0 | 0 | 0 | 0 | 0 | 0 | 0 | 0 | 0 | 0
306 | 325 | [7 empty] | 3. | [11 empty] | 0 | 0 | 0 | 0 | 0 | 0 | 0 | 0 | 0 | 0 | 0
306 | 325 | [7 empty] | 4. | [11 empty] | 0 | 0 | 0 | 0 | 0 | 0 | 0 | 0 | 0 | 0 | 0
306 | 325 | [5 empty] | Skizze |  | 5. | [11 empty] | 0 | 0 | 0 | 0 | 0 | 0 | 0 | 0 | 0 | 0 | 0 | oberer Grenzwert R'T | #DIV/0! | m²K/W | #DIV/0!
306 | 325 | [7 empty] | 6. | [11 empty] | 0 | 0 | 0 | 0 | 0 | 0 | 0 | 0 | 0 | 0 | 0 | unterer Grenzwert R''T | 0 | m²K/W | #DIV/0!
306 | 325 | [7 empty] | 7. | [11 empty] | 0 | 0 | 0 | 0 | 0 | 0 | 0 | 0 | 0 | 0 | 0
306 | 325 | [7 empty] | 8. | [11 empty] | 0 | 0 | 0 | 0 | 0 | 0 | 0 | 0 | 0 | 0 | 0 | Mittelwert R'T | #DIV/0! | m²K/W
306 | 325 | [7 empty] | 9. | [11 empty] | 0 | 0 | 0 | 0 | 0 | 0 | 0 | 0 | 0 | 0 | 0
306 | 325 | [7 empty] | 10. | [11 empty] | 0 | 0 | 0 | 0 | 0 | 0 | 0 | 0 | 0 | 0 | 0 | maximaler relativer Fehler e | #DIV/0!
306 | 325
306 | 325 | [11 empty] | Wärmedurchlasswiderstand unbeheizter Räume (z.B. Dachraum) Ru : |  | m²K/W |  | Flächenanteile: | 100% |  |  |  | 100% | 0% | 0% | 0 | 0 | 0 | 0 | 0 | 0 | 0
306 | 325 | [23 empty] | 0 | 0 | 0 |  |  |  | 0
306 | 325 | 14 | - | - | - | [7 empty] | Wärmeübergangswiderstand außen Rse : |  | m²K/W |  | U-Wert: | - |  | W/(m²K) |  |  |  |  | 0 | 0 | 0
306 | 325
306 | 325
327 | 346 | [6 empty] | Lfd.Nr. |  | Bauteil Kürzel | Bauteil-Bezeichnung | [9 empty] | Nebenrechnung:
327 | 346 | [6 empty] | 15 | [12 empty] | d in m | lamda in W/(mK) |  |  | R in m²K/W
327 | 346 | [20 empty] | Bereich 1 | Bereich 2 | Bereich 3 | Bereich 1 | Bereich 2 | Bereich 3
327 | 346 | [11 empty] | Wärmeübergangswiderstand innen Rsi : |  | m²K/W | Dicke d |  | Wärmeleitfähigkeit l in W/(mK) | [6 empty] | 0 | 0 | 0 | 0 | 0 | 0 | 0
327 | 346 | [8 empty] | Bereich 1 |  | Bereich 2 | Bereich 3 |  |  | in mm |  | Bereich 1 | Bereich 2 | Bereich 3
327 | 346 | [7 empty] | 1. | [11 empty] | 0 | 0 | 0 | 0 | 0 | 0 | 0 | 0 | 0 | 0 | 0
327 | 346 | [7 empty] | 2. | [11 empty] | 0 | 0 | 0 | 0 | 0 | 0 | 0 | 0 | 0 | 0 | 0
327 | 346 | [7 empty] | 3. | [11 empty] | 0 | 0 | 0 | 0 | 0 | 0 | 0 | 0 | 0 | 0 | 0
327 | 346 | [7 empty] | 4. | [11 empty] | 0 | 0 | 0 | 0 | 0 | 0 | 0 | 0 | 0 | 0 | 0
327 | 346 | [5 empty] | Skizze |  | 5. | [11 empty] | 0 | 0 | 0 | 0 | 0 | 0 | 0 | 0 | 0 | 0 | 0 | oberer Grenzwert R'T | #DIV/0! | m²K/W | #DIV/0!
327 | 346 | [7 empty] | 6. | [11 empty] | 0 | 0 | 0 | 0 | 0 | 0 | 0 | 0 | 0 | 0 | 0 | unterer Grenzwert R''T | 0 | m²K/W | #DIV/0!
327 | 346 | [7 empty] | 7. | [11 empty] | 0 | 0 | 0 | 0 | 0 | 0 | 0 | 0 | 0 | 0 | 0
327 | 346 | [7 empty] | 8. | [11 empty] | 0 | 0 | 0 | 0 | 0 | 0 | 0 | 0 | 0 | 0 | 0 | Mittelwert R'T | #DIV/0! | m²K/W
327 | 346 | [7 empty] | 9. | [11 empty] | 0 | 0 | 0 | 0 | 0 | 0 | 0 | 0 | 0 | 0 | 0
327 | 346 | [7 empty] | 10. | [11 empty] | 0 | 0 | 0 | 0 | 0 | 0 | 0 | 0 | 0 | 0 | 0 | maximaler relativer Fehler e | #DIV/0!
327 | 346
327 | 346 | [11 empty] | Wärmedurchlasswiderstand unbeheizter Räume (z.B. Dachraum) Ru : |  | m²K/W |  | Flächenanteile: | 100% |  |  |  | 100% | 0% | 0% | 0 | 0 | 0 | 0 | 0 | 0 | 0
327 | 346 | [23 empty] | 0 | 0 | 0 |  |  |  | 0
327 | 346 | 15 | - | - | - | [7 empty] | Wärmeübergangswiderstand außen Rse : |  | m²K/W |  | U-Wert: | - |  | W/(m²K) |  |  |  |  | 0 | 0 | 0
327 | 346
327 | 346
348 | 367 | [6 empty] | Lfd.Nr. |  | Bauteil Kürzel | Bauteil-Bezeichnung | [9 empty] | Nebenrechnung:
348 | 367 | [6 empty] | 16 | [12 empty] | d in m | lamda in W/(mK) |  |  | R in m²K/W
348 | 367 | [20 empty] | Bereich 1 | Bereich 2 | Bereich 3 | Bereich 1 | Bereich 2 | Bereich 3
348 | 367 | [11 empty] | Wärmeübergangswiderstand innen Rsi : |  | m²K/W | Dicke d |  | Wärmeleitfähigkeit l in W/(mK) | [6 empty] | 0 | 0 | 0 | 0 | 0 | 0 | 0
348 | 367 | [8 empty] | Bereich 1 |  | Bereich 2 | Bereich 3 |  |  | in mm |  | Bereich 1 | Bereich 2 | Bereich 3
348 | 367 | [7 empty] | 1. | [11 empty] | 0 | 0 | 0 | 0 | 0 | 0 | 0 | 0 | 0 | 0 | 0
348 | 367 | [7 empty] | 2. | [11 empty] | 0 | 0 | 0 | 0 | 0 | 0 | 0 | 0 | 0 | 0 | 0
348 | 367 | [7 empty] | 3. | [11 empty] | 0 | 0 | 0 | 0 | 0 | 0 | 0 | 0 | 0 | 0 | 0
348 | 367 | [7 empty] | 4. | [11 empty] | 0 | 0 | 0 | 0 | 0 | 0 | 0 | 0 | 0 | 0 | 0
348 | 367 | [5 empty] | Skizze |  | 5. | [11 empty] | 0 | 0 | 0 | 0 | 0 | 0 | 0 | 0 | 0 | 0 | 0 | oberer Grenzwert R'T | #DIV/0! | m²K/W | #DIV/0!
348 | 367 | [7 empty] | 6. | [11 empty] | 0 | 0 | 0 | 0 | 0 | 0 | 0 | 0 | 0 | 0 | 0 | unterer Grenzwert R''T | 0 | m²K/W | #DIV/0!
348 | 367 | [7 empty] | 7. | [11 empty] | 0 | 0 | 0 | 0 | 0 | 0 | 0 | 0 | 0 | 0 | 0
348 | 367 | [7 empty] | 8. | [11 empty] | 0 | 0 | 0 | 0 | 0 | 0 | 0 | 0 | 0 | 0 | 0 | Mittelwert R'T | #DIV/0! | m²K/W
348 | 367 | [7 empty] | 9. | [11 empty] | 0 | 0 | 0 | 0 | 0 | 0 | 0 | 0 | 0 | 0 | 0
348 | 367 | [7 empty] | 10. | [11 empty] | 0 | 0 | 0 | 0 | 0 | 0 | 0 | 0 | 0 | 0 | 0 | maximaler relativer Fehler e | #DIV/0!
348 | 367
348 | 367 | [11 empty] | Wärmedurchlasswiderstand unbeheizter Räume (z.B. Dachraum) Ru : |  | m²K/W |  | Flächenanteile: | 100% |  |  |  | 100% | 0% | 0% | 0 | 0 | 0 | 0 | 0 | 0 | 0
348 | 367 | [23 empty] | 0 | 0 | 0 |  |  |  | 0
348 | 367 | 16 | - | - | - | [7 empty] | Wärmeübergangswiderstand außen Rse : |  | m²K/W |  | U-Wert: | - |  | W/(m²K) |  |  |  |  | 0 | 0 | 0
348 | 367
348 | 367
369 | 388 | [6 empty] | Lfd.Nr. |  | Bauteil Kürzel | Bauteil-Bezeichnung | [9 empty] | Nebenrechnung:
369 | 388 | [6 empty] | 17 | [12 empty] | d in m | lamda in W/(mK) |  |  | R in m²K/W
369 | 388 | [20 empty] | Bereich 1 | Bereich 2 | Bereich 3 | Bereich 1 | Bereich 2 | Bereich 3
369 | 388 | [11 empty] | Wärmeübergangswiderstand innen Rsi : |  | m²K/W | Dicke d |  | Wärmeleitfähigkeit l in W/(mK) | [6 empty] | 0 | 0 | 0 | 0 | 0 | 0 | 0
369 | 388 | [8 empty] | Bereich 1 |  | Bereich 2 | Bereich 3 |  |  | in mm |  | Bereich 1 | Bereich 2 | Bereich 3
369 | 388 | [7 empty] | 1. | [11 empty] | 0 | 0 | 0 | 0 | 0 | 0 | 0 | 0 | 0 | 0 | 0
369 | 388 | [7 empty] | 2. | [11 empty] | 0 | 0 | 0 | 0 | 0 | 0 | 0 | 0 | 0 | 0 | 0
369 | 388 | [7 empty] | 3. | [11 empty] | 0 | 0 | 0 | 0 | 0 | 0 | 0 | 0 | 0 | 0 | 0
369 | 388 | [7 empty] | 4. | [11 empty] | 0 | 0 | 0 | 0 | 0 | 0 | 0 | 0 | 0 | 0 | 0
369 | 388 | [5 empty] | Skizze |  | 5. | [11 empty] | 0 | 0 | 0 | 0 | 0 | 0 | 0 | 0 | 0 | 0 | 0 | oberer Grenzwert R'T | #DIV/0! | m²K/W | #DIV/0!
369 | 388 | [7 empty] | 6. | [11 empty] | 0 | 0 | 0 | 0 | 0 | 0 | 0 | 0 | 0 | 0 | 0 | unterer Grenzwert R''T | 0 | m²K/W | #DIV/0!
369 | 388 | [7 empty] | 7. | [11 empty] | 0 | 0 | 0 | 0 | 0 | 0 | 0 | 0 | 0 | 0 | 0
369 | 388 | [7 empty] | 8. | [11 empty] | 0 | 0 | 0 | 0 | 0 | 0 | 0 | 0 | 0 | 0 | 0 | Mittelwert R'T | #DIV/0! | m²K/W
369 | 388 | [7 empty] | 9. | [11 empty] | 0 | 0 | 0 | 0 | 0 | 0 | 0 | 0 | 0 | 0 | 0
369 | 388 | [7 empty] | 10. | [11 empty] | 0 | 0 | 0 | 0 | 0 | 0 | 0 | 0 | 0 | 0 | 0 | maximaler relativer Fehler e | #DIV/0!
369 | 388
369 | 388 | [11 empty] | Wärmedurchlasswiderstand unbeheizter Räume (z.B. Dachraum) Ru : |  | m²K/W |  | Flächenanteile: | 100% |  |  |  | 100% | 0% | 0% | 0 | 0 | 0 | 0 | 0 | 0 | 0
369 | 388 | [23 empty] | 0 | 0 | 0 |  |  |  | 0
369 | 388 | 17 | - | - | - | [7 empty] | Wärmeübergangswiderstand außen Rse : |  | m²K/W |  | U-Wert: | - |  | W/(m²K) |  |  |  |  | 0 | 0 | 0
369 | 388
369 | 388
390 | 409 | [6 empty] | Lfd.Nr. |  | Bauteil Kürzel | Bauteil-Bezeichnung | [9 empty] | Nebenrechnung:
390 | 409 | [6 empty] | 18 | [12 empty] | d in m | lamda in W/(mK) |  |  | R in m²K/W
390 | 409 | [20 empty] | Bereich 1 | Bereich 2 | Bereich 3 | Bereich 1 | Bereich 2 | Bereich 3
390 | 409 | [11 empty] | Wärmeübergangswiderstand innen Rsi : |  | m²K/W | Dicke d |  | Wärmeleitfähigkeit l in W/(mK) | [6 empty] | 0 | 0 | 0 | 0 | 0 | 0 | 0
390 | 409 | [8 empty] | Bereich 1 |  | Bereich 2 | Bereich 3 |  |  | in mm |  | Bereich 1 | Bereich 2 | Bereich 3
390 | 409 | [7 empty] | 1. | [11 empty] | 0 | 0 | 0 | 0 | 0 | 0 | 0 | 0 | 0 | 0 | 0
390 | 409 | [7 empty] | 2. | [11 empty] | 0 | 0 | 0 | 0 | 0 | 0 | 0 | 0 | 0 | 0 | 0
390 | 409 | [7 empty] | 3. | [11 empty] | 0 | 0 | 0 | 0 | 0 | 0 | 0 | 0 | 0 | 0 | 0
390 | 409 | [7 empty] | 4. | [11 empty] | 0 | 0 | 0 | 0 | 0 | 0 | 0 | 0 | 0 | 0 | 0
390 | 409 | [5 empty] | Skizze |  | 5. | [11 empty] | 0 | 0 | 0 | 0 | 0 | 0 | 0 | 0 | 0 | 0 | 0 | oberer Grenzwert R'T | #DIV/0! | m²K/W | #DIV/0!
390 | 409 | [7 empty] | 6. | [11 empty] | 0 | 0 | 0 | 0 | 0 | 0 | 0 | 0 | 0 | 0 | 0 | unterer Grenzwert R''T | 0 | m²K/W | #DIV/0!
390 | 409 | [7 empty] | 7. | [11 empty] | 0 | 0 | 0 | 0 | 0 | 0 | 0 | 0 | 0 | 0 | 0
390 | 409 | [7 empty] | 8. | [11 empty] | 0 | 0 | 0 | 0 | 0 | 0 | 0 | 0 | 0 | 0 | 0 | Mittelwert R'T | #DIV/0! | m²K/W
390 | 409 | [7 empty] | 9. | [11 empty] | 0 | 0 | 0 | 0 | 0 | 0 | 0 | 0 | 0 | 0 | 0
390 | 409 | [7 empty] | 10. | [11 empty] | 0 | 0 | 0 | 0 | 0 | 0 | 0 | 0 | 0 | 0 | 0 | maximaler relativer Fehler e | #DIV/0!
390 | 409
390 | 409 | [11 empty] | Wärmedurchlasswiderstand unbeheizter Räume (z.B. Dachraum) Ru : |  | m²K/W |  | Flächenanteile: | 100% |  |  |  | 100% | 0% | 0% | 0 | 0 | 0 | 0 | 0 | 0 | 0
390 | 409 | [23 empty] | 0 | 0 | 0 |  |  |  | 0
390 | 409 | 18 | - | - | - | [7 empty] | Wärmeübergangswiderstand außen Rse : |  | m²K/W |  | U-Wert: | - |  | W/(m²K) |  |  |  |  | 0 | 0 | 0
390 | 409
390 | 409
411 | 430 | [6 empty] | Lfd.Nr. |  | Bauteil Kürzel | Bauteil-Bezeichnung | [9 empty] | Nebenrechnung:
411 | 430 | [6 empty] | 19 | [12 empty] | d in m | lamda in W/(mK) |  |  | R in m²K/W
411 | 430 | [20 empty] | Bereich 1 | Bereich 2 | Bereich 3 | Bereich 1 | Bereich 2 | Bereich 3
411 | 430 | [11 empty] | Wärmeübergangswiderstand innen Rsi : |  | m²K/W | Dicke d |  | Wärmeleitfähigkeit l in W/(mK) | [6 empty] | 0 | 0 | 0 | 0 | 0 | 0 | 0
411 | 430 | [8 empty] | Bereich 1 |  | Bereich 2 | Bereich 3 |  |  | in mm |  | Bereich 1 | Bereich 2 | Bereich 3
411 | 430 | [7 empty] | 1. | [11 empty] | 0 | 0 | 0 | 0 | 0 | 0 | 0 | 0 | 0 | 0 | 0
411 | 430 | [7 empty] | 2. | [11 empty] | 0 | 0 | 0 | 0 | 0 | 0 | 0 | 0 | 0 | 0 | 0
411 | 430 | [7 empty] | 3. | [11 empty] | 0 | 0 | 0 | 0 | 0 | 0 | 0 | 0 | 0 | 0 | 0
411 | 430 | [7 empty] | 4. | [11 empty] | 0 | 0 | 0 | 0 | 0 | 0 | 0 | 0 | 0 | 0 | 0
411 | 430 | [5 empty] | Skizze |  | 5. | [11 empty] | 0 | 0 | 0 | 0 | 0 | 0 | 0 | 0 | 0 | 0 | 0 | oberer Grenzwert R'T | #DIV/0! | m²K/W | #DIV/0!
411 | 430 | [7 empty] | 6. | [11 empty] | 0 | 0 | 0 | 0 | 0 | 0 | 0 | 0 | 0 | 0 | 0 | unterer Grenzwert R''T | 0 | m²K/W | #DIV/0!
411 | 430 | [7 empty] | 7. | [11 empty] | 0 | 0 | 0 | 0 | 0 | 0 | 0 | 0 | 0 | 0 | 0
411 | 430 | [7 empty] | 8. | [11 empty] | 0 | 0 | 0 | 0 | 0 | 0 | 0 | 0 | 0 | 0 | 0 | Mittelwert R'T | #DIV/0! | m²K/W
411 | 430 | [7 empty] | 9. | [11 empty] | 0 | 0 | 0 | 0 | 0 | 0 | 0 | 0 | 0 | 0 | 0
411 | 430 | [7 empty] | 10. | [11 empty] | 0 | 0 | 0 | 0 | 0 | 0 | 0 | 0 | 0 | 0 | 0 | maximaler relativer Fehler e | #DIV/0!
411 | 430
411 | 430 | [11 empty] | Wärmedurchlasswiderstand unbeheizter Räume (z.B. Dachraum) Ru : |  | m²K/W |  | Flächenanteile: | 100% |  |  |  | 100% | 0% | 0% | 0 | 0 | 0 | 0 | 0 | 0 | 0
411 | 430 | [23 empty] | 0 | 0 | 0 |  |  |  | 0
411 | 430 | 19 | - | - | - | [7 empty] | Wärmeübergangswiderstand außen Rse : |  | m²K/W |  | U-Wert: | - |  | W/(m²K) |  |  |  |  | 0 | 0 | 0
411 | 430
411 | 430
432 | 451 | [6 empty] | Lfd.Nr. |  | Bauteil Kürzel | Bauteil-Bezeichnung | [9 empty] | Nebenrechnung:
432 | 451 | [6 empty] | 20 | [12 empty] | d in m | lamda in W/(mK) |  |  | R in m²K/W
432 | 451 | [20 empty] | Bereich 1 | Bereich 2 | Bereich 3 | Bereich 1 | Bereich 2 | Bereich 3
432 | 451 | [11 empty] | Wärmeübergangswiderstand innen Rsi : |  | m²K/W | Dicke d |  | Wärmeleitfähigkeit l in W/(mK) | [6 empty] | 0 | 0 | 0 | 0 | 0 | 0 | 0
432 | 451 | [8 empty] | Bereich 1 |  | Bereich 2 | Bereich 3 |  |  | in mm |  | Bereich 1 | Bereich 2 | Bereich 3
432 | 451 | [7 empty] | 1. | [11 empty] | 0 | 0 | 0 | 0 | 0 | 0 | 0 | 0 | 0 | 0 | 0
432 | 451 | [7 empty] | 2. | [11 empty] | 0 | 0 | 0 | 0 | 0 | 0 | 0 | 0 | 0 | 0 | 0
432 | 451 | [7 empty] | 3. | [11 empty] | 0 | 0 | 0 | 0 | 0 | 0 | 0 | 0 | 0 | 0 | 0
432 | 451 | [7 empty] | 4. | [11 empty] | 0 | 0 | 0 | 0 | 0 | 0 | 0 | 0 | 0 | 0 | 0
432 | 451 | [5 empty] | Skizze |  | 5. | [11 empty] | 0 | 0 | 0 | 0 | 0 | 0 | 0 | 0 | 0 | 0 | 0 | oberer Grenzwert R'T | #DIV/0! | m²K/W | #DIV/0!
432 | 451 | [7 empty] | 6. | [11 empty] | 0 | 0 | 0 | 0 | 0 | 0 | 0 | 0 | 0 | 0 | 0 | unterer Grenzwert R''T | 0 | m²K/W | #DIV/0!
432 | 451 | [7 empty] | 7. | [11 empty] | 0 | 0 | 0 | 0 | 0 | 0 | 0 | 0 | 0 | 0 | 0
432 | 451 | [7 empty] | 8. | [11 empty] | 0 | 0 | 0 | 0 | 0 | 0 | 0 | 0 | 0 | 0 | 0 | Mittelwert R'T | #DIV/0! | m²K/W
432 | 451 | [7 empty] | 9. | [11 empty] | 0 | 0 | 0 | 0 | 0 | 0 | 0 | 0 | 0 | 0 | 0
432 | 451 | [7 empty] | 10. | [11 empty] | 0 | 0 | 0 | 0 | 0 | 0 | 0 | 0 | 0 | 0 | 0 | maximaler relativer Fehler e | #DIV/0!
432 | 451
432 | 451 | [11 empty] | Wärmedurchlasswiderstand unbeheizter Räume (z.B. Dachraum) Ru : |  | m²K/W |  | Flächenanteile: | 100% |  |  |  | 100% | 0% | 0% | 0 | 0 | 0 | 0 | 0 | 0 | 0
432 | 451 | [23 empty] | 0 | 0 | 0 |  |  |  | 0
432 | 451 | 20 | - | - | - | [7 empty] | Wärmeübergangswiderstand außen Rse : |  | m²K/W |  | U-Wert: | - |  | W/(m²K) |  |  |  |  | 0 | 0 | 0
432 | 451
432 | 451
453 | 472 | [6 empty] | Lfd.Nr. |  | Bauteil Kürzel | Bauteil-Bezeichnung | [9 empty] | Nebenrechnung:
453 | 472 | [6 empty] | 21 | [12 empty] | d in m | lamda in W/(mK) |  |  | R in m²K/W
453 | 472 | [20 empty] | Bereich 1 | Bereich 2 | Bereich 3 | Bereich 1 | Bereich 2 | Bereich 3
453 | 472 | [11 empty] | Wärmeübergangswiderstand innen Rsi : |  | m²K/W | Dicke d |  | Wärmeleitfähigkeit l in W/(mK) | [6 empty] | 0 | 0 | 0 | 0 | 0 | 0 | 0
453 | 472 | [8 empty] | Bereich 1 |  | Bereich 2 | Bereich 3 |  |  | in mm |  | Bereich 1 | Bereich 2 | Bereich 3
453 | 472 | [7 empty] | 1. | [11 empty] | 0 | 0 | 0 | 0 | 0 | 0 | 0 | 0 | 0 | 0 | 0
453 | 472 | [7 empty] | 2. | [11 empty] | 0 | 0 | 0 | 0 | 0 | 0 | 0 | 0 | 0 | 0 | 0
453 | 472 | [7 empty] | 3. | [11 empty] | 0 | 0 | 0 | 0 | 0 | 0 | 0 | 0 | 0 | 0 | 0
453 | 472 | [7 empty] | 4. | [11 empty] | 0 | 0 | 0 | 0 | 0 | 0 | 0 | 0 | 0 | 0 | 0
453 | 472 | [5 empty] | Skizze |  | 5. | [11 empty] | 0 | 0 | 0 | 0 | 0 | 0 | 0 | 0 | 0 | 0 | 0 | oberer Grenzwert R'T | #DIV/0! | m²K/W | #DIV/0!
453 | 472 | [7 empty] | 6. | [11 empty] | 0 | 0 | 0 | 0 | 0 | 0 | 0 | 0 | 0 | 0 | 0 | unterer Grenzwert R''T | 0 | m²K/W | #DIV/0!
453 | 472 | [7 empty] | 7. | [11 empty] | 0 | 0 | 0 | 0 | 0 | 0 | 0 | 0 | 0 | 0 | 0
453 | 472 | [7 empty] | 8. | [11 empty] | 0 | 0 | 0 | 0 | 0 | 0 | 0 | 0 | 0 | 0 | 0 | Mittelwert R'T | #DIV/0! | m²K/W
453 | 472 | [7 empty] | 9. | [11 empty] | 0 | 0 | 0 | 0 | 0 | 0 | 0 | 0 | 0 | 0 | 0
453 | 472 | [7 empty] | 10. | [11 empty] | 0 | 0 | 0 | 0 | 0 | 0 | 0 | 0 | 0 | 0 | 0 | maximaler relativer Fehler e | #DIV/0!
453 | 472
453 | 472 | [11 empty] | Wärmedurchlasswiderstand unbeheizter Räume (z.B. Dachraum) Ru : |  | m²K/W |  | Flächenanteile: | 100% |  |  |  | 100% | 0% | 0% | 0 | 0 | 0 | 0 | 0 | 0 | 0
453 | 472 | [23 empty] | 0 | 0 | 0 |  |  |  | 0
453 | 472 | 21 | - | - | - | [7 empty] | Wärmeübergangswiderstand außen Rse : |  | m²K/W |  | U-Wert: | - |  | W/(m²K) |  |  |  |  | 0 | 0 | 0
453 | 472
453 | 472
474 | 493 | [6 empty] | Lfd.Nr. |  | Bauteil Kürzel | Bauteil-Bezeichnung | [9 empty] | Nebenrechnung:
474 | 493 | [6 empty] | 22 | [12 empty] | d in m | lamda in W/(mK) |  |  | R in m²K/W
474 | 493 | [20 empty] | Bereich 1 | Bereich 2 | Bereich 3 | Bereich 1 | Bereich 2 | Bereich 3
474 | 493 | [11 empty] | Wärmeübergangswiderstand innen Rsi : |  | m²K/W | Dicke d |  | Wärmeleitfähigkeit l in W/(mK) | [6 empty] | 0 | 0 | 0 | 0 | 0 | 0 | 0
474 | 493 | [8 empty] | Bereich 1 |  | Bereich 2 | Bereich 3 |  |  | in mm |  | Bereich 1 | Bereich 2 | Bereich 3
474 | 493 | [7 empty] | 1. | [11 empty] | 0 | 0 | 0 | 0 | 0 | 0 | 0 | 0 | 0 | 0 | 0
474 | 493 | [7 empty] | 2. | [11 empty] | 0 | 0 | 0 | 0 | 0 | 0 | 0 | 0 | 0 | 0 | 0
474 | 493 | [7 empty] | 3. | [11 empty] | 0 | 0 | 0 | 0 | 0 | 0 | 0 | 0 | 0 | 0 | 0
474 | 493 | [7 empty] | 4. | [11 empty] | 0 | 0 | 0 | 0 | 0 | 0 | 0 | 0 | 0 | 0 | 0
474 | 493 | [5 empty] | Skizze |  | 5. | [11 empty] | 0 | 0 | 0 | 0 | 0 | 0 | 0 | 0 | 0 | 0 | 0 | oberer Grenzwert R'T | #DIV/0! | m²K/W | #DIV/0!
474 | 493 | [7 empty] | 6. | [11 empty] | 0 | 0 | 0 | 0 | 0 | 0 | 0 | 0 | 0 | 0 | 0 | unterer Grenzwert R''T | 0 | m²K/W | #DIV/0!
474 | 493 | [7 empty] | 7. | [11 empty] | 0 | 0 | 0 | 0 | 0 | 0 | 0 | 0 | 0 | 0 | 0
474 | 493 | [7 empty] | 8. | [11 empty] | 0 | 0 | 0 | 0 | 0 | 0 | 0 | 0 | 0 | 0 | 0 | Mittelwert R'T | #DIV/0! | m²K/W
474 | 493 | [7 empty] | 9. | [11 empty] | 0 | 0 | 0 | 0 | 0 | 0 | 0 | 0 | 0 | 0 | 0
474 | 493 | [7 empty] | 10. | [11 empty] | 0 | 0 | 0 | 0 | 0 | 0 | 0 | 0 | 0 | 0 | 0 | maximaler relativer Fehler e | #DIV/0!
474 | 493
474 | 493 | [11 empty] | Wärmedurchlasswiderstand unbeheizter Räume (z.B. Dachraum) Ru : |  | m²K/W |  | Flächenanteile: | 100% |  |  |  | 100% | 0% | 0% | 0 | 0 | 0 | 0 | 0 | 0 | 0
474 | 493 | [23 empty] | 0 | 0 | 0 |  |  |  | 0
474 | 493 | 22 | - | - | - | [7 empty] | Wärmeübergangswiderstand außen Rse : |  | m²K/W |  | U-Wert: | - |  | W/(m²K) |  |  |  |  | 0 | 0 | 0
474 | 493
474 | 493
495 | 514 | [6 empty] | Lfd.Nr. |  | Bauteil Kürzel | Bauteil-Bezeichnung | [9 empty] | Nebenrechnung:
495 | 514 | [6 empty] | 23 | [12 empty] | d in m | lamda in W/(mK) |  |  | R in m²K/W
495 | 514 | [20 empty] | Bereich 1 | Bereich 2 | Bereich 3 | Bereich 1 | Bereich 2 | Bereich 3
495 | 514 | [11 empty] | Wärmeübergangswiderstand innen Rsi : |  | m²K/W | Dicke d |  | Wärmeleitfähigkeit l in W/(mK) | [6 empty] | 0 | 0 | 0 | 0 | 0 | 0 | 0
495 | 514 | [8 empty] | Bereich 1 |  | Bereich 2 | Bereich 3 |  |  | in mm |  | Bereich 1 | Bereich 2 | Bereich 3
495 | 514 | [7 empty] | 1. | [11 empty] | 0 | 0 | 0 | 0 | 0 | 0 | 0 | 0 | 0 | 0 | 0
495 | 514 | [7 empty] | 2. | [11 empty] | 0 | 0 | 0 | 0 | 0 | 0 | 0 | 0 | 0 | 0 | 0
495 | 514 | [7 empty] | 3. | [11 empty] | 0 | 0 | 0 | 0 | 0 | 0 | 0 | 0 | 0 | 0 | 0
495 | 514 | [7 empty] | 4. | [11 empty] | 0 | 0 | 0 | 0 | 0 | 0 | 0 | 0 | 0 | 0 | 0
495 | 514 | [5 empty] | Skizze |  | 5. | [11 empty] | 0 | 0 | 0 | 0 | 0 | 0 | 0 | 0 | 0 | 0 | 0 | oberer Grenzwert R'T | #DIV/0! | m²K/W | #DIV/0!
495 | 514 | [7 empty] | 6. | [11 empty] | 0 | 0 | 0 | 0 | 0 | 0 | 0 | 0 | 0 | 0 | 0 | unterer Grenzwert R''T | 0 | m²K/W | #DIV/0!
495 | 514 | [7 empty] | 7. | [11 empty] | 0 | 0 | 0 | 0 | 0 | 0 | 0 | 0 | 0 | 0 | 0
495 | 514 | [7 empty] | 8. | [11 empty] | 0 | 0 | 0 | 0 | 0 | 0 | 0 | 0 | 0 | 0 | 0 | Mittelwert R'T | #DIV/0! | m²K/W
495 | 514 | [7 empty] | 9. | [11 empty] | 0 | 0 | 0 | 0 | 0 | 0 | 0 | 0 | 0 | 0 | 0
495 | 514 | [7 empty] | 10. | [11 empty] | 0 | 0 | 0 | 0 | 0 | 0 | 0 | 0 | 0 | 0 | 0 | maximaler relativer Fehler e | #DIV/0!
495 | 514
495 | 514 | [11 empty] | Wärmedurchlasswiderstand unbeheizter Räume (z.B. Dachraum) Ru : |  | m²K/W |  | Flächenanteile: | 100% |  |  |  | 100% | 0% | 0% | 0 | 0 | 0 | 0 | 0 | 0 | 0
495 | 514 | [23 empty] | 0 | 0 | 0 |  |  |  | 0
495 | 514 | 23 | - | - | - | [7 empty] | Wärmeübergangswiderstand außen Rse : |  | m²K/W |  | U-Wert: | - |  | W/(m²K) |  |  |  |  | 0 | 0 | 0
495 | 514
495 | 514
516 | 535 | [6 empty] | Lfd.Nr. |  | Bauteil Kürzel | Bauteil-Bezeichnung | [9 empty] | Nebenrechnung:
516 | 535 | [6 empty] | 24 | [12 empty] | d in m | lamda in W/(mK) |  |  | R in m²K/W
516 | 535 | [20 empty] | Bereich 1 | Bereich 2 | Bereich 3 | Bereich 1 | Bereich 2 | Bereich 3
516 | 535 | [11 empty] | Wärmeübergangswiderstand innen Rsi : |  | m²K/W | Dicke d |  | Wärmeleitfähigkeit l in W/(mK) | [6 empty] | 0 | 0 | 0 | 0 | 0 | 0 | 0
516 | 535 | [8 empty] | Bereich 1 |  | Bereich 2 | Bereich 3 |  |  | in mm |  | Bereich 1 | Bereich 2 | Bereich 3
516 | 535 | [7 empty] | 1. | [11 empty] | 0 | 0 | 0 | 0 | 0 | 0 | 0 | 0 | 0 | 0 | 0
516 | 535 | [7 empty] | 2. | [11 empty] | 0 | 0 | 0 | 0 | 0 | 0 | 0 | 0 | 0 | 0 | 0
516 | 535 | [7 empty] | 3. | [11 empty] | 0 | 0 | 0 | 0 | 0 | 0 | 0 | 0 | 0 | 0 | 0
516 | 535 | [7 empty] | 4. | [11 empty] | 0 | 0 | 0 | 0 | 0 | 0 | 0 | 0 | 0 | 0 | 0
516 | 535 | [5 empty] | Skizze |  | 5. | [11 empty] | 0 | 0 | 0 | 0 | 0 | 0 | 0 | 0 | 0 | 0 | 0 | oberer Grenzwert R'T | #DIV/0! | m²K/W | #DIV/0!
516 | 535 | [7 empty] | 6. | [11 empty] | 0 | 0 | 0 | 0 | 0 | 0 | 0 | 0 | 0 | 0 | 0 | unterer Grenzwert R''T | 0 | m²K/W | #DIV/0!
516 | 535 | [7 empty] | 7. | [11 empty] | 0 | 0 | 0 | 0 | 0 | 0 | 0 | 0 | 0 | 0 | 0
516 | 535 | [7 empty] | 8. | [11 empty] | 0 | 0 | 0 | 0 | 0 | 0 | 0 | 0 | 0 | 0 | 0 | Mittelwert R'T | #DIV/0! | m²K/W
516 | 535 | [7 empty] | 9. | [11 empty] | 0 | 0 | 0 | 0 | 0 | 0 | 0 | 0 | 0 | 0 | 0
516 | 535 | [7 empty] | 10. | [11 empty] | 0 | 0 | 0 | 0 | 0 | 0 | 0 | 0 | 0 | 0 | 0 | maximaler relativer Fehler e | #DIV/0!
516 | 535
516 | 535 | [11 empty] | Wärmedurchlasswiderstand unbeheizter Räume (z.B. Dachraum) Ru : |  | m²K/W |  | Flächenanteile: | 100% |  |  |  | 100% | 0% | 0% | 0 | 0 | 0 | 0 | 0 | 0 | 0
516 | 535 | [23 empty] | 0 | 0 | 0 |  |  |  | 0
516 | 535 | 24 | - | - | - | [7 empty] | Wärmeübergangswiderstand außen Rse : |  | m²K/W |  | U-Wert: | - |  | W/(m²K) |  |  |  |  | 0 | 0 | 0
516 | 535
516 | 535
537 | 556 | [6 empty] | Lfd.Nr. |  | Bauteil Kürzel | Bauteil-Bezeichnung | [9 empty] | Nebenrechnung:
537 | 556 | [6 empty] | 25 | [12 empty] | d in m | lamda in W/(mK) |  |  | R in m²K/W
537 | 556 | [20 empty] | Bereich 1 | Bereich 2 | Bereich 3 | Bereich 1 | Bereich 2 | Bereich 3
537 | 556 | [11 empty] | Wärmeübergangswiderstand innen Rsi : |  | m²K/W | Dicke d |  | Wärmeleitfähigkeit l in W/(mK) | [6 empty] | 0 | 0 | 0 | 0 | 0 | 0 | 0
537 | 556 | [8 empty] | Bereich 1 |  | Bereich 2 | Bereich 3 |  |  | in mm |  | Bereich 1 | Bereich 2 | Bereich 3
537 | 556 | [7 empty] | 1. | [11 empty] | 0 | 0 | 0 | 0 | 0 | 0 | 0 | 0 | 0 | 0 | 0
537 | 556 | [7 empty] | 2. | [11 empty] | 0 | 0 | 0 | 0 | 0 | 0 | 0 | 0 | 0 | 0 | 0
537 | 556 | [7 empty] | 3. | [11 empty] | 0 | 0 | 0 | 0 | 0 | 0 | 0 | 0 | 0 | 0 | 0
537 | 556 | [7 empty] | 4. | [11 empty] | 0 | 0 | 0 | 0 | 0 | 0 | 0 | 0 | 0 | 0 | 0
537 | 556 | [5 empty] | Skizze |  | 5. | [11 empty] | 0 | 0 | 0 | 0 | 0 | 0 | 0 | 0 | 0 | 0 | 0 | oberer Grenzwert R'T | #DIV/0! | m²K/W | #DIV/0!
537 | 556 | [7 empty] | 6. | [11 empty] | 0 | 0 | 0 | 0 | 0 | 0 | 0 | 0 | 0 | 0 | 0 | unterer Grenzwert R''T | 0 | m²K/W | #DIV/0!
537 | 556 | [7 empty] | 7. | [11 empty] | 0 | 0 | 0 | 0 | 0 | 0 | 0 | 0 | 0 | 0 | 0
537 | 556 | [7 empty] | 8. | [11 empty] | 0 | 0 | 0 | 0 | 0 | 0 | 0 | 0 | 0 | 0 | 0 | Mittelwert R'T | #DIV/0! | m²K/W
537 | 556 | [7 empty] | 9. | [11 empty] | 0 | 0 | 0 | 0 | 0 | 0 | 0 | 0 | 0 | 0 | 0
537 | 556 | [7 empty] | 10. | [11 empty] | 0 | 0 | 0 | 0 | 0 | 0 | 0 | 0 | 0 | 0 | 0 | maximaler relativer Fehler e | #DIV/0!
537 | 556
537 | 556 | [11 empty] | Wärmedurchlasswiderstand unbeheizter Räume (z.B. Dachraum) Ru : |  | m²K/W |  | Flächenanteile: | 100% |  |  |  | 100% | 0% | 0% | 0 | 0 | 0 | 0 | 0 | 0 | 0
537 | 556 | [23 empty] | 0 | 0 | 0 |  |  |  | 0
537 | 556 | 25 | - | - | - | [7 empty] | Wärmeübergangswiderstand außen Rse : |  | m²K/W |  | U-Wert: | - |  | W/(m²K) |  |  |  |  | 0 | 0 | 0
537 | 556
537 | 556
558 | 577 | [6 empty] | Lfd.Nr. |  | Bauteil Kürzel | Bauteil-Bezeichnung | [9 empty] | Nebenrechnung:
558 | 577 | [6 empty] | 26 | [12 empty] | d in m | lamda in W/(mK) |  |  | R in m²K/W
558 | 577 | [20 empty] | Bereich 1 | Bereich 2 | Bereich 3 | Bereich 1 | Bereich 2 | Bereich 3
558 | 577 | [11 empty] | Wärmeübergangswiderstand innen Rsi : |  | m²K/W | Dicke d |  | Wärmeleitfähigkeit l in W/(mK) | [6 empty] | 0 | 0 | 0 | 0 | 0 | 0 | 0
558 | 577 | [8 empty] | Bereich 1 |  | Bereich 2 | Bereich 3 |  |  | in mm |  | Bereich 1 | Bereich 2 | Bereich 3
558 | 577 | [7 empty] | 1. | [11 empty] | 0 | 0 | 0 | 0 | 0 | 0 | 0 | 0 | 0 | 0 | 0
558 | 577 | [7 empty] | 2. | [11 empty] | 0 | 0 | 0 | 0 | 0 | 0 | 0 | 0 | 0 | 0 | 0
558 | 577 | [7 empty] | 3. | [11 empty] | 0 | 0 | 0 | 0 | 0 | 0 | 0 | 0 | 0 | 0 | 0
558 | 577 | [7 empty] | 4. | [11 empty] | 0 | 0 | 0 | 0 | 0 | 0 | 0 | 0 | 0 | 0 | 0
558 | 577 | [5 empty] | Skizze |  | 5. | [11 empty] | 0 | 0 | 0 | 0 | 0 | 0 | 0 | 0 | 0 | 0 | 0 | oberer Grenzwert R'T | #DIV/0! | m²K/W | #DIV/0!
558 | 577 | [7 empty] | 6. | [11 empty] | 0 | 0 | 0 | 0 | 0 | 0 | 0 | 0 | 0 | 0 | 0 | unterer Grenzwert R''T | 0 | m²K/W | #DIV/0!
558 | 577 | [7 empty] | 7. | [11 empty] | 0 | 0 | 0 | 0 | 0 | 0 | 0 | 0 | 0 | 0 | 0
558 | 577 | [7 empty] | 8. | [11 empty] | 0 | 0 | 0 | 0 | 0 | 0 | 0 | 0 | 0 | 0 | 0 | Mittelwert R'T | #DIV/0! | m²K/W
558 | 577 | [7 empty] | 9. | [11 empty] | 0 | 0 | 0 | 0 | 0 | 0 | 0 | 0 | 0 | 0 | 0
558 | 577 | [7 empty] | 10. | [11 empty] | 0 | 0 | 0 | 0 | 0 | 0 | 0 | 0 | 0 | 0 | 0 | maximaler relativer Fehler e | #DIV/0!
558 | 577
558 | 577 | [11 empty] | Wärmedurchlasswiderstand unbeheizter Räume (z.B. Dachraum) Ru : |  | m²K/W |  | Flächenanteile: | 100% |  |  |  | 100% | 0% | 0% | 0 | 0 | 0 | 0 | 0 | 0 | 0
558 | 577 | [23 empty] | 0 | 0 | 0 |  |  |  | 0
558 | 577 | 26 | - | - | - | [7 empty] | Wärmeübergangswiderstand außen Rse : |  | m²K/W |  | U-Wert: | - |  | W/(m²K) |  |  |  |  | 0 | 0 | 0
558 | 577
558 | 577
579 | 598 | [6 empty] | Lfd.Nr. |  | Bauteil Kürzel | Bauteil-Bezeichnung | [9 empty] | Nebenrechnung:
579 | 598 | [6 empty] | 27 | [12 empty] | d in m | lamda in W/(mK) |  |  | R in m²K/W
579 | 598 | [20 empty] | Bereich 1 | Bereich 2 | Bereich 3 | Bereich 1 | Bereich 2 | Bereich 3
579 | 598 | [11 empty] | Wärmeübergangswiderstand innen Rsi : |  | m²K/W | Dicke d |  | Wärmeleitfähigkeit l in W/(mK) | [6 empty] | 0 | 0 | 0 | 0 | 0 | 0 | 0
579 | 598 | [8 empty] | Bereich 1 |  | Bereich 2 | Bereich 3 |  |  | in mm |  | Bereich 1 | Bereich 2 | Bereich 3
579 | 598 | [7 empty] | 1. | [11 empty] | 0 | 0 | 0 | 0 | 0 | 0 | 0 | 0 | 0 | 0 | 0
579 | 598 | [7 empty] | 2. | [11 empty] | 0 | 0 | 0 | 0 | 0 | 0 | 0 | 0 | 0 | 0 | 0
579 | 598 | [7 empty] | 3. | [11 empty] | 0 | 0 | 0 | 0 | 0 | 0 | 0 | 0 | 0 | 0 | 0
579 | 598 | [7 empty] | 4. | [11 empty] | 0 | 0 | 0 | 0 | 0 | 0 | 0 | 0 | 0 | 0 | 0
579 | 598 | [5 empty] | Skizze |  | 5. | [11 empty] | 0 | 0 | 0 | 0 | 0 | 0 | 0 | 0 | 0 | 0 | 0 | oberer Grenzwert R'T | #DIV/0! | m²K/W | #DIV/0!
579 | 598 | [7 empty] | 6. | [11 empty] | 0 | 0 | 0 | 0 | 0 | 0 | 0 | 0 | 0 | 0 | 0 | unterer Grenzwert R''T | 0 | m²K/W | #DIV/0!
579 | 598 | [7 empty] | 7. | [11 empty] | 0 | 0 | 0 | 0 | 0 | 0 | 0 | 0 | 0 | 0 | 0
579 | 598 | [7 empty] | 8. | [11 empty] | 0 | 0 | 0 | 0 | 0 | 0 | 0 | 0 | 0 | 0 | 0 | Mittelwert R'T | #DIV/0! | m²K/W
579 | 598 | [7 empty] | 9. | [11 empty] | 0 | 0 | 0 | 0 | 0 | 0 | 0 | 0 | 0 | 0 | 0
579 | 598 | [7 empty] | 10. | [11 empty] | 0 | 0 | 0 | 0 | 0 | 0 | 0 | 0 | 0 | 0 | 0 | maximaler relativer Fehler e | #DIV/0!
579 | 598
579 | 598 | [11 empty] | Wärmedurchlasswiderstand unbeheizter Räume (z.B. Dachraum) Ru : |  | m²K/W |  | Flächenanteile: | 100% |  |  |  | 100% | 0% | 0% | 0 | 0 | 0 | 0 | 0 | 0 | 0
579 | 598 | [23 empty] | 0 | 0 | 0 |  |  |  | 0
579 | 598 | 27 | - | - | - | [7 empty] | Wärmeübergangswiderstand außen Rse : |  | m²K/W |  | U-Wert: | - |  | W/(m²K) |  |  |  |  | 0 | 0 | 0
579 | 598
579 | 598
600 | 619 | [6 empty] | Lfd.Nr. |  | Bauteil Kürzel | Bauteil-Bezeichnung | [9 empty] | Nebenrechnung:
600 | 619 | [6 empty] | 28 | [12 empty] | d in m | lamda in W/(mK) |  |  | R in m²K/W
600 | 619 | [20 empty] | Bereich 1 | Bereich 2 | Bereich 3 | Bereich 1 | Bereich 2 | Bereich 3
600 | 619 | [11 empty] | Wärmeübergangswiderstand innen Rsi : |  | m²K/W | Dicke d |  | Wärmeleitfähigkeit l in W/(mK) | [6 empty] | 0 | 0 | 0 | 0 | 0 | 0 | 0
600 | 619 | [8 empty] | Bereich 1 |  | Bereich 2 | Bereich 3 |  |  | in mm |  | Bereich 1 | Bereich 2 | Bereich 3
600 | 619 | [7 empty] | 1. | [11 empty] | 0 | 0 | 0 | 0 | 0 | 0 | 0 | 0 | 0 | 0 | 0
600 | 619 | [7 empty] | 2. | [11 empty] | 0 | 0 | 0 | 0 | 0 | 0 | 0 | 0 | 0 | 0 | 0
600 | 619 | [7 empty] | 3. | [11 empty] | 0 | 0 | 0 | 0 | 0 | 0 | 0 | 0 | 0 | 0 | 0
600 | 619 | [7 empty] | 4. | [11 empty] | 0 | 0 | 0 | 0 | 0 | 0 | 0 | 0 | 0 | 0 | 0
600 | 619 | [5 empty] | Skizze |  | 5. | [11 empty] | 0 | 0 | 0 | 0 | 0 | 0 | 0 | 0 | 0 | 0 | 0 | oberer Grenzwert R'T | #DIV/0! | m²K/W | #DIV/0!
600 | 619 | [7 empty] | 6. | [11 empty] | 0 | 0 | 0 | 0 | 0 | 0 | 0 | 0 | 0 | 0 | 0 | unterer Grenzwert R''T | 0 | m²K/W | #DIV/0!
600 | 619 | [7 empty] | 7. | [11 empty] | 0 | 0 | 0 | 0 | 0 | 0 | 0 | 0 | 0 | 0 | 0
600 | 619 | [7 empty] | 8. | [11 empty] | 0 | 0 | 0 | 0 | 0 | 0 | 0 | 0 | 0 | 0 | 0 | Mittelwert R'T | #DIV/0! | m²K/W
600 | 619 | [7 empty] | 9. | [11 empty] | 0 | 0 | 0 | 0 | 0 | 0 | 0 | 0 | 0 | 0 | 0
600 | 619 | [7 empty] | 10. | [11 empty] | 0 | 0 | 0 | 0 | 0 | 0 | 0 | 0 | 0 | 0 | 0 | maximaler relativer Fehler e | #DIV/0!
600 | 619
600 | 619 | [11 empty] | Wärmedurchlasswiderstand unbeheizter Räume (z.B. Dachraum) Ru : |  | m²K/W |  | Flächenanteile: | 100% |  |  |  | 100% | 0% | 0% | 0 | 0 | 0 | 0 | 0 | 0 | 0
600 | 619 | [23 empty] | 0 | 0 | 0 |  |  |  | 0
600 | 619 | 28 | - | - | - | [7 empty] | Wärmeübergangswiderstand außen Rse : |  | m²K/W |  | U-Wert: | - |  | W/(m²K) |  |  |  |  | 0 | 0 | 0
600 | 619
600 | 619
621 | 640 | [6 empty] | Lfd.Nr. |  | Bauteil Kürzel | Bauteil-Bezeichnung | [9 empty] | Nebenrechnung:
621 | 640 | [6 empty] | 29 | [12 empty] | d in m | lamda in W/(mK) |  |  | R in m²K/W
621 | 640 | [20 empty] | Bereich 1 | Bereich 2 | Bereich 3 | Bereich 1 | Bereich 2 | Bereich 3
621 | 640 | [11 empty] | Wärmeübergangswiderstand innen Rsi : |  | m²K/W | Dicke d |  | Wärmeleitfähigkeit l in W/(mK) | [6 empty] | 0 | 0 | 0 | 0 | 0 | 0 | 0
621 | 640 | [8 empty] | Bereich 1 |  | Bereich 2 | Bereich 3 |  |  | in mm |  | Bereich 1 | Bereich 2 | Bereich 3
621 | 640 | [7 empty] | 1. | [11 empty] | 0 | 0 | 0 | 0 | 0 | 0 | 0 | 0 | 0 | 0 | 0
621 | 640 | [7 empty] | 2. | [11 empty] | 0 | 0 | 0 | 0 | 0 | 0 | 0 | 0 | 0 | 0 | 0
621 | 640 | [7 empty] | 3. | [11 empty] | 0 | 0 | 0 | 0 | 0 | 0 | 0 | 0 | 0 | 0 | 0
621 | 640 | [7 empty] | 4. | [11 empty] | 0 | 0 | 0 | 0 | 0 | 0 | 0 | 0 | 0 | 0 | 0
621 | 640 | [5 empty] | Skizze |  | 5. | [11 empty] | 0 | 0 | 0 | 0 | 0 | 0 | 0 | 0 | 0 | 0 | 0 | oberer Grenzwert R'T | #DIV/0! | m²K/W | #DIV/0!
621 | 640 | [7 empty] | 6. | [11 empty] | 0 | 0 | 0 | 0 | 0 | 0 | 0 | 0 | 0 | 0 | 0 | unterer Grenzwert R''T | 0 | m²K/W | #DIV/0!
621 | 640 | [7 empty] | 7. | [11 empty] | 0 | 0 | 0 | 0 | 0 | 0 | 0 | 0 | 0 | 0 | 0
621 | 640 | [7 empty] | 8. | [11 empty] | 0 | 0 | 0 | 0 | 0 | 0 | 0 | 0 | 0 | 0 | 0 | Mittelwert R'T | #DIV/0! | m²K/W
621 | 640 | [7 empty] | 9. | [11 empty] | 0 | 0 | 0 | 0 | 0 | 0 | 0 | 0 | 0 | 0 | 0
621 | 640 | [7 empty] | 10. | [11 empty] | 0 | 0 | 0 | 0 | 0 | 0 | 0 | 0 | 0 | 0 | 0 | maximaler relativer Fehler e | #DIV/0!
621 | 640
621 | 640 | [11 empty] | Wärmedurchlasswiderstand unbeheizter Räume (z.B. Dachraum) Ru : |  | m²K/W |  | Flächenanteile: | 100% |  |  |  | 100% | 0% | 0% | 0 | 0 | 0 | 0 | 0 | 0 | 0
621 | 640 | [23 empty] | 0 | 0 | 0 |  |  |  | 0
621 | 640 | 29 | - | - | - | [7 empty] | Wärmeübergangswiderstand außen Rse : |  | m²K/W |  | U-Wert: | - |  | W/(m²K) |  |  |  |  | 0 | 0 | 0
621 | 640
621 | 640
642 | 661 | [6 empty] | Lfd.Nr. |  | Bauteil Kürzel | Bauteil-Bezeichnung | [9 empty] | Nebenrechnung:
642 | 661 | [6 empty] | 30 | [12 empty] | d in m | lamda in W/(mK) |  |  | R in m²K/W
642 | 661 | [20 empty] | Bereich 1 | Bereich 2 | Bereich 3 | Bereich 1 | Bereich 2 | Bereich 3
642 | 661 | [11 empty] | Wärmeübergangswiderstand innen Rsi : |  | m²K/W | Dicke d |  | Wärmeleitfähigkeit l in W/(mK) | [6 empty] | 0 | 0 | 0 | 0 | 0 | 0 | 0
642 | 661 | [8 empty] | Bereich 1 |  | Bereich 2 | Bereich 3 |  |  | in mm |  | Bereich 1 | Bereich 2 | Bereich 3
642 | 661 | [7 empty] | 1. | [11 empty] | 0 | 0 | 0 | 0 | 0 | 0 | 0 | 0 | 0 | 0 | 0
642 | 661 | [7 empty] | 2. | [11 empty] | 0 | 0 | 0 | 0 | 0 | 0 | 0 | 0 | 0 | 0 | 0
642 | 661 | [7 empty] | 3. | [11 empty] | 0 | 0 | 0 | 0 | 0 | 0 | 0 | 0 | 0 | 0 | 0
642 | 661 | [7 empty] | 4. | [11 empty] | 0 | 0 | 0 | 0 | 0 | 0 | 0 | 0 | 0 | 0 | 0
642 | 661 | [5 empty] | Skizze |  | 5. | [11 empty] | 0 | 0 | 0 | 0 | 0 | 0 | 0 | 0 | 0 | 0 | 0 | oberer Grenzwert R'T | #DIV/0! | m²K/W | #DIV/0!
642 | 661 | [7 empty] | 6. | [11 empty] | 0 | 0 | 0 | 0 | 0 | 0 | 0 | 0 | 0 | 0 | 0 | unterer Grenzwert R''T | 0 | m²K/W | #DIV/0!
642 | 661 | [7 empty] | 7. | [11 empty] | 0 | 0 | 0 | 0 | 0 | 0 | 0 | 0 | 0 | 0 | 0
642 | 661 | [7 empty] | 8. | [11 empty] | 0 | 0 | 0 | 0 | 0 | 0 | 0 | 0 | 0 | 0 | 0 | Mittelwert R'T | #DIV/0! | m²K/W
642 | 661 | [7 empty] | 9. | [11 empty] | 0 | 0 | 0 | 0 | 0 | 0 | 0 | 0 | 0 | 0 | 0
642 | 661 | [7 empty] | 10. | [11 empty] | 0 | 0 | 0 | 0 | 0 | 0 | 0 | 0 | 0 | 0 | 0 | maximaler relativer Fehler e | #DIV/0!
642 | 661
642 | 661 | [11 empty] | Wärmedurchlasswiderstand unbeheizter Räume (z.B. Dachraum) Ru : |  | m²K/W |  | Flächenanteile: | 100% |  |  |  | 100% | 0% | 0% | 0 | 0 | 0 | 0 | 0 | 0 | 0
642 | 661 | [23 empty] | 0 | 0 | 0 |  |  |  | 0
642 | 661 | 30 | - | - | - | [7 empty] | Wärmeübergangswiderstand außen Rse : |  | m²K/W |  | U-Wert: | - |  | W/(m²K) |  |  |  |  | 0 | 0 | 0
642 | 661
642 | 661
663 | 682 | [6 empty] | Lfd.Nr. |  | Bauteil Kürzel | Bauteil-Bezeichnung | [9 empty] | Nebenrechnung:
663 | 682 | [6 empty] | 31 | [12 empty] | d in m | lamda in W/(mK) |  |  | R in m²K/W
663 | 682 | [20 empty] | Bereich 1 | Bereich 2 | Bereich 3 | Bereich 1 | Bereich 2 | Bereich 3
663 | 682 | [11 empty] | Wärmeübergangswiderstand innen Rsi : |  | m²K/W | Dicke d |  | Wärmeleitfähigkeit l in W/(mK) | [6 empty] | 0 | 0 | 0 | 0 | 0 | 0 | 0
663 | 682 | [8 empty] | Bereich 1 |  | Bereich 2 | Bereich 3 |  |  | in mm |  | Bereich 1 | Bereich 2 | Bereich 3
663 | 682 | [7 empty] | 1. | [11 empty] | 0 | 0 | 0 | 0 | 0 | 0 | 0 | 0 | 0 | 0 | 0
663 | 682 | [7 empty] | 2. | [11 empty] | 0 | 0 | 0 | 0 | 0 | 0 | 0 | 0 | 0 | 0 | 0
663 | 682 | [7 empty] | 3. | [11 empty] | 0 | 0 | 0 | 0 | 0 | 0 | 0 | 0 | 0 | 0 | 0
663 | 682 | [7 empty] | 4. | [11 empty] | 0 | 0 | 0 | 0 | 0 | 0 | 0 | 0 | 0 | 0 | 0
663 | 682 | [5 empty] | Skizze |  | 5. | [11 empty] | 0 | 0 | 0 | 0 | 0 | 0 | 0 | 0 | 0 | 0 | 0 | oberer Grenzwert R'T | #DIV/0! | m²K/W | #DIV/0!
663 | 682 | [7 empty] | 6. | [11 empty] | 0 | 0 | 0 | 0 | 0 | 0 | 0 | 0 | 0 | 0 | 0 | unterer Grenzwert R''T | 0 | m²K/W | #DIV/0!
663 | 682 | [7 empty] | 7. | [11 empty] | 0 | 0 | 0 | 0 | 0 | 0 | 0 | 0 | 0 | 0 | 0
663 | 682 | [7 empty] | 8. | [11 empty] | 0 | 0 | 0 | 0 | 0 | 0 | 0 | 0 | 0 | 0 | 0 | Mittelwert R'T | #DIV/0! | m²K/W
663 | 682 | [7 empty] | 9. | [11 empty] | 0 | 0 | 0 | 0 | 0 | 0 | 0 | 0 | 0 | 0 | 0
663 | 682 | [7 empty] | 10. | [11 empty] | 0 | 0 | 0 | 0 | 0 | 0 | 0 | 0 | 0 | 0 | 0 | maximaler relativer Fehler e | #DIV/0!
663 | 682
663 | 682 | [11 empty] | Wärmedurchlasswiderstand unbeheizter Räume (z.B. Dachraum) Ru : |  | m²K/W |  | Flächenanteile: | 100% |  |  |  | 100% | 0% | 0% | 0 | 0 | 0 | 0 | 0 | 0 | 0
663 | 682 | [23 empty] | 0 | 0 | 0 |  |  |  | 0
663 | 682 | 31 | - | - | - | [7 empty] | Wärmeübergangswiderstand außen Rse : |  | m²K/W |  | U-Wert: | - |  | W/(m²K) |  |  |  |  | 0 | 0 | 0
663 | 682
663 | 682
684 | 703 | [6 empty] | Lfd.Nr. |  | Bauteil Kürzel | Bauteil-Bezeichnung | [9 empty] | Nebenrechnung:
684 | 703 | [6 empty] | 32 | [12 empty] | d in m | lamda in W/(mK) |  |  | R in m²K/W
684 | 703 | [20 empty] | Bereich 1 | Bereich 2 | Bereich 3 | Bereich 1 | Bereich 2 | Bereich 3
684 | 703 | [11 empty] | Wärmeübergangswiderstand innen Rsi : |  | m²K/W | Dicke d |  | Wärmeleitfähigkeit l in W/(mK) | [6 empty] | 0 | 0 | 0 | 0 | 0 | 0 | 0
684 | 703 | [8 empty] | Bereich 1 |  | Bereich 2 | Bereich 3 |  |  | in mm |  | Bereich 1 | Bereich 2 | Bereich 3
684 | 703 | [7 empty] | 1. | [11 empty] | 0 | 0 | 0 | 0 | 0 | 0 | 0 | 0 | 0 | 0 | 0
684 | 703 | [7 empty] | 2. | [11 empty] | 0 | 0 | 0 | 0 | 0 | 0 | 0 | 0 | 0 | 0 | 0
684 | 703 | [7 empty] | 3. | [11 empty] | 0 | 0 | 0 | 0 | 0 | 0 | 0 | 0 | 0 | 0 | 0
684 | 703 | [7 empty] | 4. | [11 empty] | 0 | 0 | 0 | 0 | 0 | 0 | 0 | 0 | 0 | 0 | 0
684 | 703 | [5 empty] | Skizze |  | 5. | [11 empty] | 0 | 0 | 0 | 0 | 0 | 0 | 0 | 0 | 0 | 0 | 0 | oberer Grenzwert R'T | #DIV/0! | m²K/W | #DIV/0!
684 | 703 | [7 empty] | 6. | [11 empty] | 0 | 0 | 0 | 0 | 0 | 0 | 0 | 0 | 0 | 0 | 0 | unterer Grenzwert R''T | 0 | m²K/W | #DIV/0!
684 | 703 | [7 empty] | 7. | [11 empty] | 0 | 0 | 0 | 0 | 0 | 0 | 0 | 0 | 0 | 0 | 0
684 | 703 | [7 empty] | 8. | [11 empty] | 0 | 0 | 0 | 0 | 0 | 0 | 0 | 0 | 0 | 0 | 0 | Mittelwert R'T | #DIV/0! | m²K/W
684 | 703 | [7 empty] | 9. | [11 empty] | 0 | 0 | 0 | 0 | 0 | 0 | 0 | 0 | 0 | 0 | 0
684 | 703 | [7 empty] | 10. | [11 empty] | 0 | 0 | 0 | 0 | 0 | 0 | 0 | 0 | 0 | 0 | 0 | maximaler relativer Fehler e | #DIV/0!
684 | 703
684 | 703 | [11 empty] | Wärmedurchlasswiderstand unbeheizter Räume (z.B. Dachraum) Ru : |  | m²K/W |  | Flächenanteile: | 100% |  |  |  | 100% | 0% | 0% | 0 | 0 | 0 | 0 | 0 | 0 | 0
684 | 703 | [23 empty] | 0 | 0 | 0 |  |  |  | 0
684 | 703 | 32 | - | - | - | [7 empty] | Wärmeübergangswiderstand außen Rse : |  | m²K/W |  | U-Wert: | - |  | W/(m²K) |  |  |  |  | 0 | 0 | 0
684 | 703
684 | 703
705 | 724 | [6 empty] | Lfd.Nr. |  | Bauteil Kürzel | Bauteil-Bezeichnung | [9 empty] | Nebenrechnung:
705 | 724 | [6 empty] | 33 | [12 empty] | d in m | lamda in W/(mK) |  |  | R in m²K/W
705 | 724 | [20 empty] | Bereich 1 | Bereich 2 | Bereich 3 | Bereich 1 | Bereich 2 | Bereich 3
705 | 724 | [11 empty] | Wärmeübergangswiderstand innen Rsi : |  | m²K/W | Dicke d |  | Wärmeleitfähigkeit l in W/(mK) | [6 empty] | 0 | 0 | 0 | 0 | 0 | 0 | 0
705 | 724 | [8 empty] | Bereich 1 |  | Bereich 2 | Bereich 3 |  |  | in mm |  | Bereich 1 | Bereich 2 | Bereich 3
705 | 724 | [7 empty] | 1. | [11 empty] | 0 | 0 | 0 | 0 | 0 | 0 | 0 | 0 | 0 | 0 | 0
705 | 724 | [7 empty] | 2. | [11 empty] | 0 | 0 | 0 | 0 | 0 | 0 | 0 | 0 | 0 | 0 | 0
705 | 724 | [7 empty] | 3. | [11 empty] | 0 | 0 | 0 | 0 | 0 | 0 | 0 | 0 | 0 | 0 | 0
705 | 724 | [7 empty] | 4. | [11 empty] | 0 | 0 | 0 | 0 | 0 | 0 | 0 | 0 | 0 | 0 | 0
705 | 724 | [5 empty] | Skizze |  | 5. | [11 empty] | 0 | 0 | 0 | 0 | 0 | 0 | 0 | 0 | 0 | 0 | 0 | oberer Grenzwert R'T | #DIV/0! | m²K/W | #DIV/0!
705 | 724 | [7 empty] | 6. | [11 empty] | 0 | 0 | 0 | 0 | 0 | 0 | 0 | 0 | 0 | 0 | 0 | unterer Grenzwert R''T | 0 | m²K/W | #DIV/0!
705 | 724 | [7 empty] | 7. | [11 empty] | 0 | 0 | 0 | 0 | 0 | 0 | 0 | 0 | 0 | 0 | 0
705 | 724 | [7 empty] | 8. | [11 empty] | 0 | 0 | 0 | 0 | 0 | 0 | 0 | 0 | 0 | 0 | 0 | Mittelwert R'T | #DIV/0! | m²K/W
705 | 724 | [7 empty] | 9. | [11 empty] | 0 | 0 | 0 | 0 | 0 | 0 | 0 | 0 | 0 | 0 | 0
705 | 724 | [7 empty] | 10. | [11 empty] | 0 | 0 | 0 | 0 | 0 | 0 | 0 | 0 | 0 | 0 | 0 | maximaler relativer Fehler e | #DIV/0!
705 | 724
705 | 724 | [11 empty] | Wärmedurchlasswiderstand unbeheizter Räume (z.B. Dachraum) Ru : |  | m²K/W |  | Flächenanteile: | 100% |  |  |  | 100% | 0% | 0% | 0 | 0 | 0 | 0 | 0 | 0 | 0
705 | 724 | [23 empty] | 0 | 0 | 0 |  |  |  | 0
705 | 724 | 33 | - | - | - | [7 empty] | Wärmeübergangswiderstand außen Rse : |  | m²K/W |  | U-Wert: | - |  | W/(m²K) |  |  |  |  | 0 | 0 | 0
705 | 724
705 | 724
726 | 745 | [6 empty] | Lfd.Nr. |  | Bauteil Kürzel | Bauteil-Bezeichnung | [9 empty] | Nebenrechnung:
726 | 745 | [6 empty] | 34 | [12 empty] | d in m | lamda in W/(mK) |  |  | R in m²K/W
726 | 745 | [20 empty] | Bereich 1 | Bereich 2 | Bereich 3 | Bereich 1 | Bereich 2 | Bereich 3
726 | 745 | [11 empty] | Wärmeübergangswiderstand innen Rsi : |  | m²K/W | Dicke d |  | Wärmeleitfähigkeit l in W/(mK) | [6 empty] | 0 | 0 | 0 | 0 | 0 | 0 | 0
726 | 745 | [8 empty] | Bereich 1 |  | Bereich 2 | Bereich 3 |  |  | in mm |  | Bereich 1 | Bereich 2 | Bereich 3
726 | 745 | [7 empty] | 1. | [11 empty] | 0 | 0 | 0 | 0 | 0 | 0 | 0 | 0 | 0 | 0 | 0
726 | 745 | [7 empty] | 2. | [11 empty] | 0 | 0 | 0 | 0 | 0 | 0 | 0 | 0 | 0 | 0 | 0
726 | 745 | [7 empty] | 3. | [11 empty] | 0 | 0 | 0 | 0 | 0 | 0 | 0 | 0 | 0 | 0 | 0
726 | 745 | [7 empty] | 4. | [11 empty] | 0 | 0 | 0 | 0 | 0 | 0 | 0 | 0 | 0 | 0 | 0
726 | 745 | [5 empty] | Skizze |  | 5. | [11 empty] | 0 | 0 | 0 | 0 | 0 | 0 | 0 | 0 | 0 | 0 | 0 | oberer Grenzwert R'T | #DIV/0! | m²K/W | #DIV/0!
726 | 745 | [7 empty] | 6. | [11 empty] | 0 | 0 | 0 | 0 | 0 | 0 | 0 | 0 | 0 | 0 | 0 | unterer Grenzwert R''T | 0 | m²K/W | #DIV/0!
726 | 745 | [7 empty] | 7. | [11 empty] | 0 | 0 | 0 | 0 | 0 | 0 | 0 | 0 | 0 | 0 | 0
726 | 745 | [7 empty] | 8. | [11 empty] | 0 | 0 | 0 | 0 | 0 | 0 | 0 | 0 | 0 | 0 | 0 | Mittelwert R'T | #DIV/0! | m²K/W
726 | 745 | [7 empty] | 9. | [11 empty] | 0 | 0 | 0 | 0 | 0 | 0 | 0 | 0 | 0 | 0 | 0
726 | 745 | [7 empty] | 10. | [11 empty] | 0 | 0 | 0 | 0 | 0 | 0 | 0 | 0 | 0 | 0 | 0 | maximaler relativer Fehler e | #DIV/0!
726 | 745
726 | 745 | [11 empty] | Wärmedurchlasswiderstand unbeheizter Räume (z.B. Dachraum) Ru : |  | m²K/W |  | Flächenanteile: | 100% |  |  |  | 100% | 0% | 0% | 0 | 0 | 0 | 0 | 0 | 0 | 0
726 | 745 | [23 empty] | 0 | 0 | 0 |  |  |  | 0
726 | 745 | 34 | - | - | - | [7 empty] | Wärmeübergangswiderstand außen Rse : |  | m²K/W |  | U-Wert: | - |  | W/(m²K) |  |  |  |  | 0 | 0 | 0
726 | 745
726 | 745
747 | 766 | [6 empty] | Lfd.Nr. |  | Bauteil Kürzel | Bauteil-Bezeichnung | [9 empty] | Nebenrechnung:
747 | 766 | [6 empty] | 35 | [12 empty] | d in m | lamda in W/(mK) |  |  | R in m²K/W
747 | 766 | [20 empty] | Bereich 1 | Bereich 2 | Bereich 3 | Bereich 1 | Bereich 2 | Bereich 3
747 | 766 | [11 empty] | Wärmeübergangswiderstand innen Rsi : |  | m²K/W | Dicke d |  | Wärmeleitfähigkeit l in W/(mK) | [6 empty] | 0 | 0 | 0 | 0 | 0 | 0 | 0
747 | 766 | [8 empty] | Bereich 1 |  | Bereich 2 | Bereich 3 |  |  | in mm |  | Bereich 1 | Bereich 2 | Bereich 3
747 | 766 | [7 empty] | 1. | [11 empty] | 0 | 0 | 0 | 0 | 0 | 0 | 0 | 0 | 0 | 0 | 0
747 | 766 | [7 empty] | 2. | [11 empty] | 0 | 0 | 0 | 0 | 0 | 0 | 0 | 0 | 0 | 0 | 0
747 | 766 | [7 empty] | 3. | [11 empty] | 0 | 0 | 0 | 0 | 0 | 0 | 0 | 0 | 0 | 0 | 0
747 | 766 | [7 empty] | 4. | [11 empty] | 0 | 0 | 0 | 0 | 0 | 0 | 0 | 0 | 0 | 0 | 0
747 | 766 | [5 empty] | Skizze |  | 5. | [11 empty] | 0 | 0 | 0 | 0 | 0 | 0 | 0 | 0 | 0 | 0 | 0 | oberer Grenzwert R'T | #DIV/0! | m²K/W | #DIV/0!
747 | 766 | [7 empty] | 6. | [11 empty] | 0 | 0 | 0 | 0 | 0 | 0 | 0 | 0 | 0 | 0 | 0 | unterer Grenzwert R''T | 0 | m²K/W | #DIV/0!
747 | 766 | [7 empty] | 7. | [11 empty] | 0 | 0 | 0 | 0 | 0 | 0 | 0 | 0 | 0 | 0 | 0
747 | 766 | [7 empty] | 8. | [11 empty] | 0 | 0 | 0 | 0 | 0 | 0 | 0 | 0 | 0 | 0 | 0 | Mittelwert R'T | #DIV/0! | m²K/W
747 | 766 | [7 empty] | 9. | [11 empty] | 0 | 0 | 0 | 0 | 0 | 0 | 0 | 0 | 0 | 0 | 0
747 | 766 | [7 empty] | 10. | [11 empty] | 0 | 0 | 0 | 0 | 0 | 0 | 0 | 0 | 0 | 0 | 0 | maximaler relativer Fehler e | #DIV/0!
747 | 766
747 | 766 | [11 empty] | Wärmedurchlasswiderstand unbeheizter Räume (z.B. Dachraum) Ru : |  | m²K/W |  | Flächenanteile: | 100% |  |  |  | 100% | 0% | 0% | 0 | 0 | 0 | 0 | 0 | 0 | 0
747 | 766 | [23 empty] | 0 | 0 | 0 |  |  |  | 0
747 | 766 | 35 | - | - | - | [7 empty] | Wärmeübergangswiderstand außen Rse : |  | m²K/W |  | U-Wert: | - |  | W/(m²K) |  |  |  |  | 0 | 0 | 0
747 | 766
747 | 766
768 | 787 | [6 empty] | Lfd.Nr. |  | Bauteil Kürzel | Bauteil-Bezeichnung | [9 empty] | Nebenrechnung:
768 | 787 | [6 empty] | 36 | [12 empty] | d in m | lamda in W/(mK) |  |  | R in m²K/W
768 | 787 | [20 empty] | Bereich 1 | Bereich 2 | Bereich 3 | Bereich 1 | Bereich 2 | Bereich 3
768 | 787 | [11 empty] | Wärmeübergangswiderstand innen Rsi : |  | m²K/W | Dicke d |  | Wärmeleitfähigkeit l in W/(mK) | [6 empty] | 0 | 0 | 0 | 0 | 0 | 0 | 0
768 | 787 | [8 empty] | Bereich 1 |  | Bereich 2 | Bereich 3 |  |  | in mm |  | Bereich 1 | Bereich 2 | Bereich 3
768 | 787 | [7 empty] | 1. | [11 empty] | 0 | 0 | 0 | 0 | 0 | 0 | 0 | 0 | 0 | 0 | 0
768 | 787 | [7 empty] | 2. | [11 empty] | 0 | 0 | 0 | 0 | 0 | 0 | 0 | 0 | 0 | 0 | 0
768 | 787 | [7 empty] | 3. | [11 empty] | 0 | 0 | 0 | 0 | 0 | 0 | 0 | 0 | 0 | 0 | 0
768 | 787 | [7 empty] | 4. | [11 empty] | 0 | 0 | 0 | 0 | 0 | 0 | 0 | 0 | 0 | 0 | 0
768 | 787 | [5 empty] | Skizze |  | 5. | [11 empty] | 0 | 0 | 0 | 0 | 0 | 0 | 0 | 0 | 0 | 0 | 0 | oberer Grenzwert R'T | #DIV/0! | m²K/W | #DIV/0!
768 | 787 | [7 empty] | 6. | [11 empty] | 0 | 0 | 0 | 0 | 0 | 0 | 0 | 0 | 0 | 0 | 0 | unterer Grenzwert R''T | 0 | m²K/W | #DIV/0!
768 | 787 | [7 empty] | 7. | [11 empty] | 0 | 0 | 0 | 0 | 0 | 0 | 0 | 0 | 0 | 0 | 0
768 | 787 | [7 empty] | 8. | [11 empty] | 0 | 0 | 0 | 0 | 0 | 0 | 0 | 0 | 0 | 0 | 0 | Mittelwert R'T | #DIV/0! | m²K/W
768 | 787 | [7 empty] | 9. | [11 empty] | 0 | 0 | 0 | 0 | 0 | 0 | 0 | 0 | 0 | 0 | 0
768 | 787 | [7 empty] | 10. | [11 empty] | 0 | 0 | 0 | 0 | 0 | 0 | 0 | 0 | 0 | 0 | 0 | maximaler relativer Fehler e | #DIV/0!
768 | 787
768 | 787 | [11 empty] | Wärmedurchlasswiderstand unbeheizter Räume (z.B. Dachraum) Ru : |  | m²K/W |  | Flächenanteile: | 100% |  |  |  | 100% | 0% | 0% | 0 | 0 | 0 | 0 | 0 | 0 | 0
768 | 787 | [23 empty] | 0 | 0 | 0 |  |  |  | 0
768 | 787 | 36 | - | - | - | [7 empty] | Wärmeübergangswiderstand außen Rse : |  | m²K/W |  | U-Wert: | - |  | W/(m²K) |  |  |  |  | 0 | 0 | 0
768 | 787
768 | 787
789 | 808 | [6 empty] | Lfd.Nr. |  | Bauteil Kürzel | Bauteil-Bezeichnung | [9 empty] | Nebenrechnung:
789 | 808 | [6 empty] | 37 | [12 empty] | d in m | lamda in W/(mK) |  |  | R in m²K/W
789 | 808 | [20 empty] | Bereich 1 | Bereich 2 | Bereich 3 | Bereich 1 | Bereich 2 | Bereich 3
789 | 808 | [11 empty] | Wärmeübergangswiderstand innen Rsi : |  | m²K/W | Dicke d |  | Wärmeleitfähigkeit l in W/(mK) | [6 empty] | 0 | 0 | 0 | 0 | 0 | 0 | 0
789 | 808 | [8 empty] | Bereich 1 |  | Bereich 2 | Bereich 3 |  |  | in mm |  | Bereich 1 | Bereich 2 | Bereich 3
789 | 808 | [7 empty] | 1. | [11 empty] | 0 | 0 | 0 | 0 | 0 | 0 | 0 | 0 | 0 | 0 | 0
789 | 808 | [7 empty] | 2. | [11 empty] | 0 | 0 | 0 | 0 | 0 | 0 | 0 | 0 | 0 | 0 | 0
789 | 808 | [7 empty] | 3. | [11 empty] | 0 | 0 | 0 | 0 | 0 | 0 | 0 | 0 | 0 | 0 | 0
789 | 808 | [7 empty] | 4. | [11 empty] | 0 | 0 | 0 | 0 | 0 | 0 | 0 | 0 | 0 | 0 | 0
789 | 808 | [5 empty] | Skizze |  | 5. | [11 empty] | 0 | 0 | 0 | 0 | 0 | 0 | 0 | 0 | 0 | 0 | 0 | oberer Grenzwert R'T | #DIV/0! | m²K/W | #DIV/0!
789 | 808 | [7 empty] | 6. | [11 empty] | 0 | 0 | 0 | 0 | 0 | 0 | 0 | 0 | 0 | 0 | 0 | unterer Grenzwert R''T | 0 | m²K/W | #DIV/0!
789 | 808 | [7 empty] | 7. | [11 empty] | 0 | 0 | 0 | 0 | 0 | 0 | 0 | 0 | 0 | 0 | 0
789 | 808 | [7 empty] | 8. | [11 empty] | 0 | 0 | 0 | 0 | 0 | 0 | 0 | 0 | 0 | 0 | 0 | Mittelwert R'T | #DIV/0! | m²K/W
789 | 808 | [7 empty] | 9. | [11 empty] | 0 | 0 | 0 | 0 | 0 | 0 | 0 | 0 | 0 | 0 | 0
789 | 808 | [7 empty] | 10. | [11 empty] | 0 | 0 | 0 | 0 | 0 | 0 | 0 | 0 | 0 | 0 | 0 | maximaler relativer Fehler e | #DIV/0!
789 | 808
789 | 808 | [11 empty] | Wärmedurchlasswiderstand unbeheizter Räume (z.B. Dachraum) Ru : |  | m²K/W |  | Flächenanteile: | 100% |  |  |  | 100% | 0% | 0% | 0 | 0 | 0 | 0 | 0 | 0 | 0
789 | 808 | [23 empty] | 0 | 0 | 0 |  |  |  | 0
789 | 808 | 37 | - | - | - | [7 empty] | Wärmeübergangswiderstand außen Rse : |  | m²K/W |  | U-Wert: | - |  | W/(m²K) |  |  |  |  | 0 | 0 | 0
789 | 808
789 | 808
810 | 829 | [6 empty] | Lfd.Nr. |  | Bauteil Kürzel | Bauteil-Bezeichnung | [9 empty] | Nebenrechnung:
810 | 829 | [6 empty] | 38 | [12 empty] | d in m | lamda in W/(mK) |  |  | R in m²K/W
810 | 829 | [20 empty] | Bereich 1 | Bereich 2 | Bereich 3 | Bereich 1 | Bereich 2 | Bereich 3
810 | 829 | [11 empty] | Wärmeübergangswiderstand innen Rsi : |  | m²K/W | Dicke d |  | Wärmeleitfähigkeit l in W/(mK) | [6 empty] | 0 | 0 | 0 | 0 | 0 | 0 | 0
810 | 829 | [8 empty] | Bereich 1 |  | Bereich 2 | Bereich 3 |  |  | in mm |  | Bereich 1 | Bereich 2 | Bereich 3
810 | 829 | [7 empty] | 1. | [11 empty] | 0 | 0 | 0 | 0 | 0 | 0 | 0 | 0 | 0 | 0 | 0
810 | 829 | [7 empty] | 2. | [11 empty] | 0 | 0 | 0 | 0 | 0 | 0 | 0 | 0 | 0 | 0 | 0
810 | 829 | [7 empty] | 3. | [11 empty] | 0 | 0 | 0 | 0 | 0 | 0 | 0 | 0 | 0 | 0 | 0
810 | 829 | [7 empty] | 4. | [11 empty] | 0 | 0 | 0 | 0 | 0 | 0 | 0 | 0 | 0 | 0 | 0
810 | 829 | [5 empty] | Skizze |  | 5. | [11 empty] | 0 | 0 | 0 | 0 | 0 | 0 | 0 | 0 | 0 | 0 | 0 | oberer Grenzwert R'T | #DIV/0! | m²K/W | #DIV/0!
810 | 829 | [7 empty] | 6. | [11 empty] | 0 | 0 | 0 | 0 | 0 | 0 | 0 | 0 | 0 | 0 | 0 | unterer Grenzwert R''T | 0 | m²K/W | #DIV/0!
810 | 829 | [7 empty] | 7. | [11 empty] | 0 | 0 | 0 | 0 | 0 | 0 | 0 | 0 | 0 | 0 | 0
810 | 829 | [7 empty] | 8. | [11 empty] | 0 | 0 | 0 | 0 | 0 | 0 | 0 | 0 | 0 | 0 | 0 | Mittelwert R'T | #DIV/0! | m²K/W
810 | 829 | [7 empty] | 9. | [11 empty] | 0 | 0 | 0 | 0 | 0 | 0 | 0 | 0 | 0 | 0 | 0
810 | 829 | [7 empty] | 10. | [11 empty] | 0 | 0 | 0 | 0 | 0 | 0 | 0 | 0 | 0 | 0 | 0 | maximaler relativer Fehler e | #DIV/0!
810 | 829
810 | 829 | [11 empty] | Wärmedurchlasswiderstand unbeheizter Räume (z.B. Dachraum) Ru : |  | m²K/W |  | Flächenanteile: | 100% |  |  |  | 100% | 0% | 0% | 0 | 0 | 0 | 0 | 0 | 0 | 0
810 | 829 | [23 empty] | 0 | 0 | 0 |  |  |  | 0
810 | 829 | 38 | - | - | - | [7 empty] | Wärmeübergangswiderstand außen Rse : |  | m²K/W |  | U-Wert: | - |  | W/(m²K) |  |  |  |  | 0 | 0 | 0
810 | 829
810 | 829
831 | 850 | [6 empty] | Lfd.Nr. |  | Bauteil Kürzel | Bauteil-Bezeichnung | [9 empty] | Nebenrechnung:
831 | 850 | [6 empty] | 39 | [12 empty] | d in m | lamda in W/(mK) |  |  | R in m²K/W
831 | 850 | [20 empty] | Bereich 1 | Bereich 2 | Bereich 3 | Bereich 1 | Bereich 2 | Bereich 3
831 | 850 | [11 empty] | Wärmeübergangswiderstand innen Rsi : |  | m²K/W | Dicke d |  | Wärmeleitfähigkeit l in W/(mK) | [6 empty] | 0 | 0 | 0 | 0 | 0 | 0 | 0
831 | 850 | [8 empty] | Bereich 1 |  | Bereich 2 | Bereich 3 |  |  | in mm |  | Bereich 1 | Bereich 2 | Bereich 3
831 | 850 | [7 empty] | 1. | [11 empty] | 0 | 0 | 0 | 0 | 0 | 0 | 0 | 0 | 0 | 0 | 0
831 | 850 | [7 empty] | 2. | [11 empty] | 0 | 0 | 0 | 0 | 0 | 0 | 0 | 0 | 0 | 0 | 0
831 | 850 | [7 empty] | 3. | [11 empty] | 0 | 0 | 0 | 0 | 0 | 0 | 0 | 0 | 0 | 0 | 0
831 | 850 | [7 empty] | 4. | [11 empty] | 0 | 0 | 0 | 0 | 0 | 0 | 0 | 0 | 0 | 0 | 0
831 | 850 | [5 empty] | Skizze |  | 5. | [11 empty] | 0 | 0 | 0 | 0 | 0 | 0 | 0 | 0 | 0 | 0 | 0 | oberer Grenzwert R'T | #DIV/0! | m²K/W | #DIV/0!
831 | 850 | [7 empty] | 6. | [11 empty] | 0 | 0 | 0 | 0 | 0 | 0 | 0 | 0 | 0 | 0 | 0 | unterer Grenzwert R''T | 0 | m²K/W | #DIV/0!
831 | 850 | [7 empty] | 7. | [11 empty] | 0 | 0 | 0 | 0 | 0 | 0 | 0 | 0 | 0 | 0 | 0
831 | 850 | [7 empty] | 8. | [11 empty] | 0 | 0 | 0 | 0 | 0 | 0 | 0 | 0 | 0 | 0 | 0 | Mittelwert R'T | #DIV/0! | m²K/W
831 | 850 | [7 empty] | 9. | [11 empty] | 0 | 0 | 0 | 0 | 0 | 0 | 0 | 0 | 0 | 0 | 0
831 | 850 | [7 empty] | 10. | [11 empty] | 0 | 0 | 0 | 0 | 0 | 0 | 0 | 0 | 0 | 0 | 0 | maximaler relativer Fehler e | #DIV/0!
831 | 850
831 | 850 | [11 empty] | Wärmedurchlasswiderstand unbeheizter Räume (z.B. Dachraum) Ru : |  | m²K/W |  | Flächenanteile: | 100% |  |  |  | 100% | 0% | 0% | 0 | 0 | 0 | 0 | 0 | 0 | 0
831 | 850 | [23 empty] | 0 | 0 | 0 |  |  |  | 0
831 | 850 | 39 | - | - | - | [7 empty] | Wärmeübergangswiderstand außen Rse : |  | m²K/W |  | U-Wert: | - |  | W/(m²K) |  |  |  |  | 0 | 0 | 0
831 | 850
831 | 850
852 | 871 | [6 empty] | Lfd.Nr. |  | Bauteil Kürzel | Bauteil-Bezeichnung | [9 empty] | Nebenrechnung:
852 | 871 | [6 empty] | 40 | [12 empty] | d in m | lamda in W/(mK) |  |  | R in m²K/W
852 | 871 | [20 empty] | Bereich 1 | Bereich 2 | Bereich 3 | Bereich 1 | Bereich 2 | Bereich 3
852 | 871 | [11 empty] | Wärmeübergangswiderstand innen Rsi : |  | m²K/W | Dicke d |  | Wärmeleitfähigkeit l in W/(mK) | [6 empty] | 0 | 0 | 0 | 0 | 0 | 0 | 0
852 | 871 | [8 empty] | Bereich 1 |  | Bereich 2 | Bereich 3 |  |  | in mm |  | Bereich 1 | Bereich 2 | Bereich 3
852 | 871 | [7 empty] | 1. | [11 empty] | 0 | 0 | 0 | 0 | 0 | 0 | 0 | 0 | 0 | 0 | 0
852 | 871 | [7 empty] | 2. | [11 empty] | 0 | 0 | 0 | 0 | 0 | 0 | 0 | 0 | 0 | 0 | 0
852 | 871 | [7 empty] | 3. | [11 empty] | 0 | 0 | 0 | 0 | 0 | 0 | 0 | 0 | 0 | 0 | 0
852 | 871 | [7 empty] | 4. | [11 empty] | 0 | 0 | 0 | 0 | 0 | 0 | 0 | 0 | 0 | 0 | 0
852 | 871 | [5 empty] | Skizze |  | 5. | [11 empty] | 0 | 0 | 0 | 0 | 0 | 0 | 0 | 0 | 0 | 0 | 0 | oberer Grenzwert R'T | #DIV/0! | m²K/W | #DIV/0!
852 | 871 | [7 empty] | 6. | [11 empty] | 0 | 0 | 0 | 0 | 0 | 0 | 0 | 0 | 0 | 0 | 0 | unterer Grenzwert R''T | 0 | m²K/W | #DIV/0!
852 | 871 | [7 empty] | 7. | [11 empty] | 0 | 0 | 0 | 0 | 0 | 0 | 0 | 0 | 0 | 0 | 0
852 | 871 | [7 empty] | 8. | [11 empty] | 0 | 0 | 0 | 0 | 0 | 0 | 0 | 0 | 0 | 0 | 0 | Mittelwert R'T | #DIV/0! | m²K/W
852 | 871 | [7 empty] | 9. | [11 empty] | 0 | 0 | 0 | 0 | 0 | 0 | 0 | 0 | 0 | 0 | 0
852 | 871 | [7 empty] | 10. | [11 empty] | 0 | 0 | 0 | 0 | 0 | 0 | 0 | 0 | 0 | 0 | 0 | maximaler relativer Fehler e | #DIV/0!
852 | 871
852 | 871 | [11 empty] | Wärmedurchlasswiderstand unbeheizter Räume (z.B. Dachraum) Ru : |  | m²K/W |  | Flächenanteile: | 100% |  |  |  | 100% | 0% | 0% | 0 | 0 | 0 | 0 | 0 | 0 | 0
852 | 871 | [23 empty] | 0 | 0 | 0 |  |  |  | 0
852 | 871 | 40 | - | - | - | [7 empty] | Wärmeübergangswiderstand außen Rse : |  | m²K/W |  | U-Wert: | - |  | W/(m²K) |  |  |  |  | 0 | 0 | 0
852 | 871
852 | 871
873 | 892 | [6 empty] | Lfd.Nr. |  | Bauteil Kürzel | Bauteil-Bezeichnung | [9 empty] | Nebenrechnung:
873 | 892 | [6 empty] | 41 | [12 empty] | d in m | lamda in W/(mK) |  |  | R in m²K/W
873 | 892 | [20 empty] | Bereich 1 | Bereich 2 | Bereich 3 | Bereich 1 | Bereich 2 | Bereich 3
873 | 892 | [11 empty] | Wärmeübergangswiderstand innen Rsi : |  | m²K/W | Dicke d |  | Wärmeleitfähigkeit l in W/(mK) | [6 empty] | 0 | 0 | 0 | 0 | 0 | 0 | 0
873 | 892 | [8 empty] | Bereich 1 |  | Bereich 2 | Bereich 3 |  |  | in mm |  | Bereich 1 | Bereich 2 | Bereich 3
873 | 892 | [7 empty] | 1. | [11 empty] | 0 | 0 | 0 | 0 | 0 | 0 | 0 | 0 | 0 | 0 | 0
873 | 892 | [7 empty] | 2. | [11 empty] | 0 | 0 | 0 | 0 | 0 | 0 | 0 | 0 | 0 | 0 | 0
873 | 892 | [7 empty] | 3. | [11 empty] | 0 | 0 | 0 | 0 | 0 | 0 | 0 | 0 | 0 | 0 | 0
873 | 892 | [7 empty] | 4. | [11 empty] | 0 | 0 | 0 | 0 | 0 | 0 | 0 | 0 | 0 | 0 | 0
873 | 892 | [5 empty] | Skizze |  | 5. | [11 empty] | 0 | 0 | 0 | 0 | 0 | 0 | 0 | 0 | 0 | 0 | 0 | oberer Grenzwert R'T | #DIV/0! | m²K/W | #DIV/0!
873 | 892 | [7 empty] | 6. | [11 empty] | 0 | 0 | 0 | 0 | 0 | 0 | 0 | 0 | 0 | 0 | 0 | unterer Grenzwert R''T | 0 | m²K/W | #DIV/0!
873 | 892 | [7 empty] | 7. | [11 empty] | 0 | 0 | 0 | 0 | 0 | 0 | 0 | 0 | 0 | 0 | 0
873 | 892 | [7 empty] | 8. | [11 empty] | 0 | 0 | 0 | 0 | 0 | 0 | 0 | 0 | 0 | 0 | 0 | Mittelwert R'T | #DIV/0! | m²K/W
873 | 892 | [7 empty] | 9. | [11 empty] | 0 | 0 | 0 | 0 | 0 | 0 | 0 | 0 | 0 | 0 | 0
873 | 892 | [7 empty] | 10. | [11 empty] | 0 | 0 | 0 | 0 | 0 | 0 | 0 | 0 | 0 | 0 | 0 | maximaler relativer Fehler e | #DIV/0!
873 | 892
873 | 892 | [11 empty] | Wärmedurchlasswiderstand unbeheizter Räume (z.B. Dachraum) Ru : |  | m²K/W |  | Flächenanteile: | 100% |  |  |  | 100% | 0% | 0% | 0 | 0 | 0 | 0 | 0 | 0 | 0
873 | 892 | [23 empty] | 0 | 0 | 0 |  |  |  | 0
873 | 892 | 41 | - | - | - | [7 empty] | Wärmeübergangswiderstand außen Rse : |  | m²K/W |  | U-Wert: | - |  | W/(m²K) |  |  |  |  | 0 | 0 | 0
873 | 892
873 | 892
894 | 913 | [6 empty] | Lfd.Nr. |  | Bauteil Kürzel | Bauteil-Bezeichnung | [9 empty] | Nebenrechnung:
894 | 913 | [6 empty] | 42 | [12 empty] | d in m | lamda in W/(mK) |  |  | R in m²K/W
894 | 913 | [20 empty] | Bereich 1 | Bereich 2 | Bereich 3 | Bereich 1 | Bereich 2 | Bereich 3
894 | 913 | [11 empty] | Wärmeübergangswiderstand innen Rsi : |  | m²K/W | Dicke d |  | Wärmeleitfähigkeit l in W/(mK) | [6 empty] | 0 | 0 | 0 | 0 | 0 | 0 | 0
894 | 913 | [8 empty] | Bereich 1 |  | Bereich 2 | Bereich 3 |  |  | in mm |  | Bereich 1 | Bereich 2 | Bereich 3
894 | 913 | [7 empty] | 1. | [11 empty] | 0 | 0 | 0 | 0 | 0 | 0 | 0 | 0 | 0 | 0 | 0
894 | 913 | [7 empty] | 2. | [11 empty] | 0 | 0 | 0 | 0 | 0 | 0 | 0 | 0 | 0 | 0 | 0
894 | 913 | [7 empty] | 3. | [11 empty] | 0 | 0 | 0 | 0 | 0 | 0 | 0 | 0 | 0 | 0 | 0
894 | 913 | [7 empty] | 4. | [11 empty] | 0 | 0 | 0 | 0 | 0 | 0 | 0 | 0 | 0 | 0 | 0
894 | 913 | [5 empty] | Skizze |  | 5. | [11 empty] | 0 | 0 | 0 | 0 | 0 | 0 | 0 | 0 | 0 | 0 | 0 | oberer Grenzwert R'T | #DIV/0! | m²K/W | #DIV/0!
894 | 913 | [7 empty] | 6. | [11 empty] | 0 | 0 | 0 | 0 | 0 | 0 | 0 | 0 | 0 | 0 | 0 | unterer Grenzwert R''T | 0 | m²K/W | #DIV/0!
894 | 913 | [7 empty] | 7. | [11 empty] | 0 | 0 | 0 | 0 | 0 | 0 | 0 | 0 | 0 | 0 | 0
894 | 913 | [7 empty] | 8. | [11 empty] | 0 | 0 | 0 | 0 | 0 | 0 | 0 | 0 | 0 | 0 | 0 | Mittelwert R'T | #DIV/0! | m²K/W
894 | 913 | [7 empty] | 9. | [11 empty] | 0 | 0 | 0 | 0 | 0 | 0 | 0 | 0 | 0 | 0 | 0
894 | 913 | [7 empty] | 10. | [11 empty] | 0 | 0 | 0 | 0 | 0 | 0 | 0 | 0 | 0 | 0 | 0 | maximaler relativer Fehler e | #DIV/0!
894 | 913
894 | 913 | [11 empty] | Wärmedurchlasswiderstand unbeheizter Räume (z.B. Dachraum) Ru : |  | m²K/W |  | Flächenanteile: | 100% |  |  |  | 100% | 0% | 0% | 0 | 0 | 0 | 0 | 0 | 0 | 0
894 | 913 | [23 empty] | 0 | 0 | 0 |  |  |  | 0
894 | 913 | 42 | - | - | - | [7 empty] | Wärmeübergangswiderstand außen Rse : |  | m²K/W |  | U-Wert: | - |  | W/(m²K) |  |  |  |  | 0 | 0 | 0
894 | 913
894 | 913
915 | 934 | [6 empty] | Lfd.Nr. |  | Bauteil Kürzel | Bauteil-Bezeichnung | [9 empty] | Nebenrechnung:
915 | 934 | [6 empty] | 43 | [12 empty] | d in m | lamda in W/(mK) |  |  | R in m²K/W
915 | 934 | [20 empty] | Bereich 1 | Bereich 2 | Bereich 3 | Bereich 1 | Bereich 2 | Bereich 3
915 | 934 | [11 empty] | Wärmeübergangswiderstand innen Rsi : |  | m²K/W | Dicke d |  | Wärmeleitfähigkeit l in W/(mK) | [6 empty] | 0 | 0 | 0 | 0 | 0 | 0 | 0
915 | 934 | [8 empty] | Bereich 1 |  | Bereich 2 | Bereich 3 |  |  | in mm |  | Bereich 1 | Bereich 2 | Bereich 3
915 | 934 | [7 empty] | 1. | [11 empty] | 0 | 0 | 0 | 0 | 0 | 0 | 0 | 0 | 0 | 0 | 0
915 | 934 | [7 empty] | 2. | [11 empty] | 0 | 0 | 0 | 0 | 0 | 0 | 0 | 0 | 0 | 0 | 0
915 | 934 | [7 empty] | 3. | [11 empty] | 0 | 0 | 0 | 0 | 0 | 0 | 0 | 0 | 0 | 0 | 0
915 | 934 | [7 empty] | 4. | [11 empty] | 0 | 0 | 0 | 0 | 0 | 0 | 0 | 0 | 0 | 0 | 0
915 | 934 | [5 empty] | Skizze |  | 5. | [11 empty] | 0 | 0 | 0 | 0 | 0 | 0 | 0 | 0 | 0 | 0 | 0 | oberer Grenzwert R'T | #DIV/0! | m²K/W | #DIV/0!
915 | 934 | [7 empty] | 6. | [11 empty] | 0 | 0 | 0 | 0 | 0 | 0 | 0 | 0 | 0 | 0 | 0 | unterer Grenzwert R''T | 0 | m²K/W | #DIV/0!
915 | 934 | [7 empty] | 7. | [11 empty] | 0 | 0 | 0 | 0 | 0 | 0 | 0 | 0 | 0 | 0 | 0
915 | 934 | [7 empty] | 8. | [11 empty] | 0 | 0 | 0 | 0 | 0 | 0 | 0 | 0 | 0 | 0 | 0 | Mittelwert R'T | #DIV/0! | m²K/W
915 | 934 | [7 empty] | 9. | [11 empty] | 0 | 0 | 0 | 0 | 0 | 0 | 0 | 0 | 0 | 0 | 0
915 | 934 | [7 empty] | 10. | [11 empty] | 0 | 0 | 0 | 0 | 0 | 0 | 0 | 0 | 0 | 0 | 0 | maximaler relativer Fehler e | #DIV/0!
915 | 934
915 | 934 | [11 empty] | Wärmedurchlasswiderstand unbeheizter Räume (z.B. Dachraum) Ru : |  | m²K/W |  | Flächenanteile: | 100% |  |  |  | 100% | 0% | 0% | 0 | 0 | 0 | 0 | 0 | 0 | 0
915 | 934 | [23 empty] | 0 | 0 | 0 |  |  |  | 0
915 | 934 | 43 | - | - | - | [7 empty] | Wärmeübergangswiderstand außen Rse : |  | m²K/W |  | U-Wert: | - |  | W/(m²K) |  |  |  |  | 0 | 0 | 0
915 | 934
915 | 934
936 | 955 | [6 empty] | Lfd.Nr. |  | Bauteil Kürzel | Bauteil-Bezeichnung | [9 empty] | Nebenrechnung:
936 | 955 | [6 empty] | 44 | [12 empty] | d in m | lamda in W/(mK) |  |  | R in m²K/W
936 | 955 | [20 empty] | Bereich 1 | Bereich 2 | Bereich 3 | Bereich 1 | Bereich 2 | Bereich 3
936 | 955 | [11 empty] | Wärmeübergangswiderstand innen Rsi : |  | m²K/W | Dicke d |  | Wärmeleitfähigkeit l in W/(mK) | [6 empty] | 0 | 0 | 0 | 0 | 0 | 0 | 0
936 | 955 | [8 empty] | Bereich 1 |  | Bereich 2 | Bereich 3 |  |  | in mm |  | Bereich 1 | Bereich 2 | Bereich 3
936 | 955 | [7 empty] | 1. | [11 empty] | 0 | 0 | 0 | 0 | 0 | 0 | 0 | 0 | 0 | 0 | 0
936 | 955 | [7 empty] | 2. | [11 empty] | 0 | 0 | 0 | 0 | 0 | 0 | 0 | 0 | 0 | 0 | 0
936 | 955 | [7 empty] | 3. | [11 empty] | 0 | 0 | 0 | 0 | 0 | 0 | 0 | 0 | 0 | 0 | 0
936 | 955 | [7 empty] | 4. | [11 empty] | 0 | 0 | 0 | 0 | 0 | 0 | 0 | 0 | 0 | 0 | 0
936 | 955 | [5 empty] | Skizze |  | 5. | [11 empty] | 0 | 0 | 0 | 0 | 0 | 0 | 0 | 0 | 0 | 0 | 0 | oberer Grenzwert R'T | #DIV/0! | m²K/W | #DIV/0!
936 | 955 | [7 empty] | 6. | [11 empty] | 0 | 0 | 0 | 0 | 0 | 0 | 0 | 0 | 0 | 0 | 0 | unterer Grenzwert R''T | 0 | m²K/W | #DIV/0!
936 | 955 | [7 empty] | 7. | [11 empty] | 0 | 0 | 0 | 0 | 0 | 0 | 0 | 0 | 0 | 0 | 0
936 | 955 | [7 empty] | 8. | [11 empty] | 0 | 0 | 0 | 0 | 0 | 0 | 0 | 0 | 0 | 0 | 0 | Mittelwert R'T | #DIV/0! | m²K/W
936 | 955 | [7 empty] | 9. | [11 empty] | 0 | 0 | 0 | 0 | 0 | 0 | 0 | 0 | 0 | 0 | 0
936 | 955 | [7 empty] | 10. | [11 empty] | 0 | 0 | 0 | 0 | 0 | 0 | 0 | 0 | 0 | 0 | 0 | maximaler relativer Fehler e | #DIV/0!
936 | 955
936 | 955 | [11 empty] | Wärmedurchlasswiderstand unbeheizter Räume (z.B. Dachraum) Ru : |  | m²K/W |  | Flächenanteile: | 100% |  |  |  | 100% | 0% | 0% | 0 | 0 | 0 | 0 | 0 | 0 | 0
936 | 955 | [23 empty] | 0 | 0 | 0 |  |  |  | 0
936 | 955 | 44 | - | - | - | [7 empty] | Wärmeübergangswiderstand außen Rse : |  | m²K/W |  | U-Wert: | - |  | W/(m²K) |  |  |  |  | 0 | 0 | 0
936 | 955
936 | 955
957 | 976 | [6 empty] | Lfd.Nr. |  | Bauteil Kürzel | Bauteil-Bezeichnung | [9 empty] | Nebenrechnung:
957 | 976 | [6 empty] | 45 | [12 empty] | d in m | lamda in W/(mK) |  |  | R in m²K/W
957 | 976 | [20 empty] | Bereich 1 | Bereich 2 | Bereich 3 | Bereich 1 | Bereich 2 | Bereich 3
957 | 976 | [11 empty] | Wärmeübergangswiderstand innen Rsi : |  | m²K/W | Dicke d |  | Wärmeleitfähigkeit l in W/(mK) | [6 empty] | 0 | 0 | 0 | 0 | 0 | 0 | 0
957 | 976 | [8 empty] | Bereich 1 |  | Bereich 2 | Bereich 3 |  |  | in mm |  | Bereich 1 | Bereich 2 | Bereich 3
957 | 976 | [7 empty] | 1. | [11 empty] | 0 | 0 | 0 | 0 | 0 | 0 | 0 | 0 | 0 | 0 | 0
957 | 976 | [7 empty] | 2. | [11 empty] | 0 | 0 | 0 | 0 | 0 | 0 | 0 | 0 | 0 | 0 | 0
957 | 976 | [7 empty] | 3. | [11 empty] | 0 | 0 | 0 | 0 | 0 | 0 | 0 | 0 | 0 | 0 | 0
957 | 976 | [7 empty] | 4. | [11 empty] | 0 | 0 | 0 | 0 | 0 | 0 | 0 | 0 | 0 | 0 | 0
957 | 976 | [5 empty] | Skizze |  | 5. | [11 empty] | 0 | 0 | 0 | 0 | 0 | 0 | 0 | 0 | 0 | 0 | 0 | oberer Grenzwert R'T | #DIV/0! | m²K/W | #DIV/0!
957 | 976 | [7 empty] | 6. | [11 empty] | 0 | 0 | 0 | 0 | 0 | 0 | 0 | 0 | 0 | 0 | 0 | unterer Grenzwert R''T | 0 | m²K/W | #DIV/0!
957 | 976 | [7 empty] | 7. | [11 empty] | 0 | 0 | 0 | 0 | 0 | 0 | 0 | 0 | 0 | 0 | 0
957 | 976 | [7 empty] | 8. | [11 empty] | 0 | 0 | 0 | 0 | 0 | 0 | 0 | 0 | 0 | 0 | 0 | Mittelwert R'T | #DIV/0! | m²K/W
957 | 976 | [7 empty] | 9. | [11 empty] | 0 | 0 | 0 | 0 | 0 | 0 | 0 | 0 | 0 | 0 | 0
957 | 976 | [7 empty] | 10. | [11 empty] | 0 | 0 | 0 | 0 | 0 | 0 | 0 | 0 | 0 | 0 | 0 | maximaler relativer Fehler e | #DIV/0!
957 | 976
957 | 976 | [11 empty] | Wärmedurchlasswiderstand unbeheizter Räume (z.B. Dachraum) Ru : |  | m²K/W |  | Flächenanteile: | 100% |  |  |  | 100% | 0% | 0% | 0 | 0 | 0 | 0 | 0 | 0 | 0
957 | 976 | [23 empty] | 0 | 0 | 0 |  |  |  | 0
957 | 976 | 45 | - | - | - | [7 empty] | Wärmeübergangswiderstand außen Rse : |  | m²K/W |  | U-Wert: | - |  | W/(m²K) |  |  |  |  | 0 | 0 | 0
957 | 976
957 | 976
978 | 997 | [6 empty] | Lfd.Nr. |  | Bauteil Kürzel | Bauteil-Bezeichnung | [9 empty] | Nebenrechnung:
978 | 997 | [6 empty] | 46 | [12 empty] | d in m | lamda in W/(mK) |  |  | R in m²K/W
978 | 997 | [20 empty] | Bereich 1 | Bereich 2 | Bereich 3 | Bereich 1 | Bereich 2 | Bereich 3
978 | 997 | [11 empty] | Wärmeübergangswiderstand innen Rsi : |  | m²K/W | Dicke d |  | Wärmeleitfähigkeit l in W/(mK) | [6 empty] | 0 | 0 | 0 | 0 | 0 | 0 | 0
978 | 997 | [8 empty] | Bereich 1 |  | Bereich 2 | Bereich 3 |  |  | in mm |  | Bereich 1 | Bereich 2 | Bereich 3
978 | 997 | [7 empty] | 1. | [11 empty] | 0 | 0 | 0 | 0 | 0 | 0 | 0 | 0 | 0 | 0 | 0
978 | 997 | [7 empty] | 2. | [11 empty] | 0 | 0 | 0 | 0 | 0 | 0 | 0 | 0 | 0 | 0 | 0
978 | 997 | [7 empty] | 3. | [11 empty] | 0 | 0 | 0 | 0 | 0 | 0 | 0 | 0 | 0 | 0 | 0
978 | 997 | [7 empty] | 4. | [11 empty] | 0 | 0 | 0 | 0 | 0 | 0 | 0 | 0 | 0 | 0 | 0
978 | 997 | [5 empty] | Skizze |  | 5. | [11 empty] | 0 | 0 | 0 | 0 | 0 | 0 | 0 | 0 | 0 | 0 | 0 | oberer Grenzwert R'T | #DIV/0! | m²K/W | #DIV/0!
978 | 997 | [7 empty] | 6. | [11 empty] | 0 | 0 | 0 | 0 | 0 | 0 | 0 | 0 | 0 | 0 | 0 | unterer Grenzwert R''T | 0 | m²K/W | #DIV/0!
978 | 997 | [7 empty] | 7. | [11 empty] | 0 | 0 | 0 | 0 | 0 | 0 | 0 | 0 | 0 | 0 | 0
978 | 997 | [7 empty] | 8. | [11 empty] | 0 | 0 | 0 | 0 | 0 | 0 | 0 | 0 | 0 | 0 | 0 | Mittelwert R'T | #DIV/0! | m²K/W
978 | 997 | [7 empty] | 9. | [11 empty] | 0 | 0 | 0 | 0 | 0 | 0 | 0 | 0 | 0 | 0 | 0
978 | 997 | [7 empty] | 10. | [11 empty] | 0 | 0 | 0 | 0 | 0 | 0 | 0 | 0 | 0 | 0 | 0 | maximaler relativer Fehler e | #DIV/0!
978 | 997
978 | 997 | [11 empty] | Wärmedurchlasswiderstand unbeheizter Räume (z.B. Dachraum) Ru : |  | m²K/W |  | Flächenanteile: | 100% |  |  |  | 100% | 0% | 0% | 0 | 0 | 0 | 0 | 0 | 0 | 0
978 | 997 | [23 empty] | 0 | 0 | 0 |  |  |  | 0
978 | 997 | 46 | - | - | - | [7 empty] | Wärmeübergangswiderstand außen Rse : |  | m²K/W |  | U-Wert: | - |  | W/(m²K) |  |  |  |  | 0 | 0 | 0
978 | 997
978 | 997
999 | 1018 | [6 empty] | Lfd.Nr. |  | Bauteil Kürzel | Bauteil-Bezeichnung | [9 empty] | Nebenrechnung:
999 | 1018 | [6 empty] | 47 | [12 empty] | d in m | lamda in W/(mK) |  |  | R in m²K/W
999 | 1018 | [20 empty] | Bereich 1 | Bereich 2 | Bereich 3 | Bereich 1 | Bereich 2 | Bereich 3
999 | 1018 | [11 empty] | Wärmeübergangswiderstand innen Rsi : |  | m²K/W | Dicke d |  | Wärmeleitfähigkeit l in W/(mK) | [6 empty] | 0 | 0 | 0 | 0 | 0 | 0 | 0
999 | 1018 | [8 empty] | Bereich 1 |  | Bereich 2 | Bereich 3 |  |  | in mm |  | Bereich 1 | Bereich 2 | Bereich 3
999 | 1018 | [7 empty] | 1. | [11 empty] | 0 | 0 | 0 | 0 | 0 | 0 | 0 | 0 | 0 | 0 | 0
999 | 1018 | [7 empty] | 2. | [11 empty] | 0 | 0 | 0 | 0 | 0 | 0 | 0 | 0 | 0 | 0 | 0
999 | 1018 | [7 empty] | 3. | [11 empty] | 0 | 0 | 0 | 0 | 0 | 0 | 0 | 0 | 0 | 0 | 0
999 | 1018 | [7 empty] | 4. | [11 empty] | 0 | 0 | 0 | 0 | 0 | 0 | 0 | 0 | 0 | 0 | 0
999 | 1018 | [5 empty] | Skizze |  | 5. | [11 empty] | 0 | 0 | 0 | 0 | 0 | 0 | 0 | 0 | 0 | 0 | 0 | oberer Grenzwert R'T | #DIV/0! | m²K/W | #DIV/0!
999 | 1018 | [7 empty] | 6. | [11 empty] | 0 | 0 | 0 | 0 | 0 | 0 | 0 | 0 | 0 | 0 | 0 | unterer Grenzwert R''T | 0 | m²K/W | #DIV/0!
999 | 1018 | [7 empty] | 7. | [11 empty] | 0 | 0 | 0 | 0 | 0 | 0 | 0 | 0 | 0 | 0 | 0
999 | 1018 | [7 empty] | 8. | [11 empty] | 0 | 0 | 0 | 0 | 0 | 0 | 0 | 0 | 0 | 0 | 0 | Mittelwert R'T | #DIV/0! | m²K/W
999 | 1018 | [7 empty] | 9. | [11 empty] | 0 | 0 | 0 | 0 | 0 | 0 | 0 | 0 | 0 | 0 | 0
999 | 1018 | [7 empty] | 10. | [11 empty] | 0 | 0 | 0 | 0 | 0 | 0 | 0 | 0 | 0 | 0 | 0 | maximaler relativer Fehler e | #DIV/0!
999 | 1018
999 | 1018 | [11 empty] | Wärmedurchlasswiderstand unbeheizter Räume (z.B. Dachraum) Ru : |  | m²K/W |  | Flächenanteile: | 100% |  |  |  | 100% | 0% | 0% | 0 | 0 | 0 | 0 | 0 | 0 | 0
999 | 1018 | [23 empty] | 0 | 0 | 0 |  |  |  | 0
999 | 1018 | 47 | - | - | - | [7 empty] | Wärmeübergangswiderstand außen Rse : |  | m²K/W |  | U-Wert: | - |  | W/(m²K) |  |  |  |  | 0 | 0 | 0
999 | 1018
999 | 1018
1020 | 1039 | [6 empty] | Lfd.Nr. |  | Bauteil Kürzel | Bauteil-Bezeichnung | [9 empty] | Nebenrechnung:
1020 | 1039 | [6 empty] | 48 | [12 empty] | d in m | lamda in W/(mK) |  |  | R in m²K/W
1020 | 1039 | [20 empty] | Bereich 1 | Bereich 2 | Bereich 3 | Bereich 1 | Bereich 2 | Bereich 3
1020 | 1039 | [11 empty] | Wärmeübergangswiderstand innen Rsi : |  | m²K/W | Dicke d |  | Wärmeleitfähigkeit l in W/(mK) | [6 empty] | 0 | 0 | 0 | 0 | 0 | 0 | 0
1020 | 1039 | [8 empty] | Bereich 1 |  | Bereich 2 | Bereich 3 |  |  | in mm |  | Bereich 1 | Bereich 2 | Bereich 3
1020 | 1039 | [7 empty] | 1. | [11 empty] | 0 | 0 | 0 | 0 | 0 | 0 | 0 | 0 | 0 | 0 | 0
1020 | 1039 | [7 empty] | 2. | [11 empty] | 0 | 0 | 0 | 0 | 0 | 0 | 0 | 0 | 0 | 0 | 0
1020 | 1039 | [7 empty] | 3. | [11 empty] | 0 | 0 | 0 | 0 | 0 | 0 | 0 | 0 | 0 | 0 | 0
1020 | 1039 | [7 empty] | 4. | [11 empty] | 0 | 0 | 0 | 0 | 0 | 0 | 0 | 0 | 0 | 0 | 0
1020 | 1039 | [5 empty] | Skizze |  | 5. | [11 empty] | 0 | 0 | 0 | 0 | 0 | 0 | 0 | 0 | 0 | 0 | 0 | oberer Grenzwert R'T | #DIV/0! | m²K/W | #DIV/0!
1020 | 1039 | [7 empty] | 6. | [11 empty] | 0 | 0 | 0 | 0 | 0 | 0 | 0 | 0 | 0 | 0 | 0 | unterer Grenzwert R''T | 0 | m²K/W | #DIV/0!
1020 | 1039 | [7 empty] | 7. | [11 empty] | 0 | 0 | 0 | 0 | 0 | 0 | 0 | 0 | 0 | 0 | 0
1020 | 1039 | [7 empty] | 8. | [11 empty] | 0 | 0 | 0 | 0 | 0 | 0 | 0 | 0 | 0 | 0 | 0 | Mittelwert R'T | #DIV/0! | m²K/W
1020 | 1039 | [7 empty] | 9. | [11 empty] | 0 | 0 | 0 | 0 | 0 | 0 | 0 | 0 | 0 | 0 | 0
1020 | 1039 | [7 empty] | 10. | [11 empty] | 0 | 0 | 0 | 0 | 0 | 0 | 0 | 0 | 0 | 0 | 0 | maximaler relativer Fehler e | #DIV/0!
1020 | 1039
1020 | 1039 | [11 empty] | Wärmedurchlasswiderstand unbeheizter Räume (z.B. Dachraum) Ru : |  | m²K/W |  | Flächenanteile: | 100% |  |  |  | 100% | 0% | 0% | 0 | 0 | 0 | 0 | 0 | 0 | 0
1020 | 1039 | [23 empty] | 0 | 0 | 0 |  |  |  | 0
1020 | 1039 | 48 | - | - | - | [7 empty] | Wärmeübergangswiderstand außen Rse : |  | m²K/W |  | U-Wert: | - |  | W/(m²K) |  |  |  |  | 0 | 0 | 0
1020 | 1039
1020 | 1039
1041 | 1060 | [6 empty] | Lfd.Nr. |  | Bauteil Kürzel | Bauteil-Bezeichnung | [9 empty] | Nebenrechnung:
1041 | 1060 | [6 empty] | 49 | [12 empty] | d in m | lamda in W/(mK) |  |  | R in m²K/W
1041 | 1060 | [20 empty] | Bereich 1 | Bereich 2 | Bereich 3 | Bereich 1 | Bereich 2 | Bereich 3
1041 | 1060 | [11 empty] | Wärmeübergangswiderstand innen Rsi : |  | m²K/W | Dicke d |  | Wärmeleitfähigkeit l in W/(mK) | [6 empty] | 0 | 0 | 0 | 0 | 0 | 0 | 0
1041 | 1060 | [8 empty] | Bereich 1 |  | Bereich 2 | Bereich 3 |  |  | in mm |  | Bereich 1 | Bereich 2 | Bereich 3
1041 | 1060 | [7 empty] | 1. | [11 empty] | 0 | 0 | 0 | 0 | 0 | 0 | 0 | 0 | 0 | 0 | 0
1041 | 1060 | [7 empty] | 2. | [11 empty] | 0 | 0 | 0 | 0 | 0 | 0 | 0 | 0 | 0 | 0 | 0
1041 | 1060 | [7 empty] | 3. | [11 empty] | 0 | 0 | 0 | 0 | 0 | 0 | 0 | 0 | 0 | 0 | 0
1041 | 1060 | [7 empty] | 4. | [11 empty] | 0 | 0 | 0 | 0 | 0 | 0 | 0 | 0 | 0 | 0 | 0
1041 | 1060 | [5 empty] | Skizze |  | 5. | [11 empty] | 0 | 0 | 0 | 0 | 0 | 0 | 0 | 0 | 0 | 0 | 0 | oberer Grenzwert R'T | #DIV/0! | m²K/W | #DIV/0!
1041 | 1060 | [7 empty] | 6. | [11 empty] | 0 | 0 | 0 | 0 | 0 | 0 | 0 | 0 | 0 | 0 | 0 | unterer Grenzwert R''T | 0 | m²K/W | #DIV/0!
1041 | 1060 | [7 empty] | 7. | [11 empty] | 0 | 0 | 0 | 0 | 0 | 0 | 0 | 0 | 0 | 0 | 0
1041 | 1060 | [7 empty] | 8. | [11 empty] | 0 | 0 | 0 | 0 | 0 | 0 | 0 | 0 | 0 | 0 | 0 | Mittelwert R'T | #DIV/0! | m²K/W
1041 | 1060 | [7 empty] | 9. | [11 empty] | 0 | 0 | 0 | 0 | 0 | 0 | 0 | 0 | 0 | 0 | 0
1041 | 1060 | [7 empty] | 10. | [11 empty] | 0 | 0 | 0 | 0 | 0 | 0 | 0 | 0 | 0 | 0 | 0 | maximaler relativer Fehler e | #DIV/0!
1041 | 1060
1041 | 1060 | [11 empty] | Wärmedurchlasswiderstand unbeheizter Räume (z.B. Dachraum) Ru : |  | m²K/W |  | Flächenanteile: | 100% |  |  |  | 100% | 0% | 0% | 0 | 0 | 0 | 0 | 0 | 0 | 0
1041 | 1060 | [23 empty] | 0 | 0 | 0 |  |  |  | 0
1041 | 1060 | 49 | - | - | - | [7 empty] | Wärmeübergangswiderstand außen Rse : |  | m²K/W |  | U-Wert: | - |  | W/(m²K) |  |  |  |  | 0 | 0 | 0
1041 | 1060
1041 | 1060
1062 | 1081 | [6 empty] | Lfd.Nr. |  | Bauteil Kürzel | Bauteil-Bezeichnung | [9 empty] | Nebenrechnung:
1062 | 1081 | [6 empty] | 50 | [12 empty] | d in m | lamda in W/(mK) |  |  | R in m²K/W
1062 | 1081 | [20 empty] | Bereich 1 | Bereich 2 | Bereich 3 | Bereich 1 | Bereich 2 | Bereich 3
1062 | 1081 | [11 empty] | Wärmeübergangswiderstand innen Rsi : |  | m²K/W | Dicke d |  | Wärmeleitfähigkeit l in W/(mK) | [6 empty] | 0 | 0 | 0 | 0 | 0 | 0 | 0
1062 | 1081 | [8 empty] | Bereich 1 |  | Bereich 2 | Bereich 3 |  |  | in mm |  | Bereich 1 | Bereich 2 | Bereich 3
1062 | 1081 | [7 empty] | 1. | [11 empty] | 0 | 0 | 0 | 0 | 0 | 0 | 0 | 0 | 0 | 0 | 0
1062 | 1081 | [7 empty] | 2. | [11 empty] | 0 | 0 | 0 | 0 | 0 | 0 | 0 | 0 | 0 | 0 | 0
1062 | 1081 | [7 empty] | 3. | [11 empty] | 0 | 0 | 0 | 0 | 0 | 0 | 0 | 0 | 0 | 0 | 0
1062 | 1081 | [7 empty] | 4. | [11 empty] | 0 | 0 | 0 | 0 | 0 | 0 | 0 | 0 | 0 | 0 | 0
1062 | 1081 | [5 empty] | Skizze |  | 5. | [11 empty] | 0 | 0 | 0 | 0 | 0 | 0 | 0 | 0 | 0 | 0 | 0 | oberer Grenzwert R'T | #DIV/0! | m²K/W | #DIV/0!
1062 | 1081 | [7 empty] | 6. | [11 empty] | 0 | 0 | 0 | 0 | 0 | 0 | 0 | 0 | 0 | 0 | 0 | unterer Grenzwert R''T | 0 | m²K/W | #DIV/0!
1062 | 1081 | [7 empty] | 7. | [11 empty] | 0 | 0 | 0 | 0 | 0 | 0 | 0 | 0 | 0 | 0 | 0
1062 | 1081 | [7 empty] | 8. | [11 empty] | 0 | 0 | 0 | 0 | 0 | 0 | 0 | 0 | 0 | 0 | 0 | Mittelwert R'T | #DIV/0! | m²K/W
1062 | 1081 | [7 empty] | 9. | [11 empty] | 0 | 0 | 0 | 0 | 0 | 0 | 0 | 0 | 0 | 0 | 0
1062 | 1081 | [7 empty] | 10. | [11 empty] | 0 | 0 | 0 | 0 | 0 | 0 | 0 | 0 | 0 | 0 | 0 | maximaler relativer Fehler e | #DIV/0!
1062 | 1081
1062 | 1081 | [11 empty] | Wärmedurchlasswiderstand unbeheizter Räume (z.B. Dachraum) Ru : |  | m²K/W |  | Flächenanteile: | 100% |  |  |  | 100% | 0% | 0% | 0 | 0 | 0 | 0 | 0 | 0 | 0
1062 | 1081 | [23 empty] | 0 | 0 | 0 |  |  |  | 0
1062 | 1081 | 50 | - | - | - | [7 empty] | Wärmeübergangswiderstand außen Rse : |  | m²K/W |  | U-Wert: | - |  | W/(m²K) |  |  |  |  | 0 | 0 | 0
1062 | 1081
1062 | 1081
1083 | 1102 | [6 empty] | Lfd.Nr. |  | Bauteil Kürzel | Bauteil-Bezeichnung | [9 empty] | Nebenrechnung:
1083 | 1102 | [6 empty] | 51 | [12 empty] | d in m | lamda in W/(mK) |  |  | R in m²K/W
1083 | 1102 | [20 empty] | Bereich 1 | Bereich 2 | Bereich 3 | Bereich 1 | Bereich 2 | Bereich 3
1083 | 1102 | [11 empty] | Wärmeübergangswiderstand innen Rsi : |  | m²K/W | Dicke d |  | Wärmeleitfähigkeit l in W/(mK) | [6 empty] | 0 | 0 | 0 | 0 | 0 | 0 | 0
1083 | 1102 | [8 empty] | Bereich 1 |  | Bereich 2 | Bereich 3 |  |  | in mm |  | Bereich 1 | Bereich 2 | Bereich 3
1083 | 1102 | [7 empty] | 1. | [11 empty] | 0 | 0 | 0 | 0 | 0 | 0 | 0 | 0 | 0 | 0 | 0
1083 | 1102 | [7 empty] | 2. | [11 empty] | 0 | 0 | 0 | 0 | 0 | 0 | 0 | 0 | 0 | 0 | 0
1083 | 1102 | [7 empty] | 3. | [11 empty] | 0 | 0 | 0 | 0 | 0 | 0 | 0 | 0 | 0 | 0 | 0
1083 | 1102 | [7 empty] | 4. | [11 empty] | 0 | 0 | 0 | 0 | 0 | 0 | 0 | 0 | 0 | 0 | 0
1083 | 1102 | [5 empty] | Skizze |  | 5. | [11 empty] | 0 | 0 | 0 | 0 | 0 | 0 | 0 | 0 | 0 | 0 | 0 | oberer Grenzwert R'T | #DIV/0! | m²K/W | #DIV/0!
1083 | 1102 | [7 empty] | 6. | [11 empty] | 0 | 0 | 0 | 0 | 0 | 0 | 0 | 0 | 0 | 0 | 0 | unterer Grenzwert R''T | 0 | m²K/W | #DIV/0!
1083 | 1102 | [7 empty] | 7. | [11 empty] | 0 | 0 | 0 | 0 | 0 | 0 | 0 | 0 | 0 | 0 | 0
1083 | 1102 | [7 empty] | 8. | [11 empty] | 0 | 0 | 0 | 0 | 0 | 0 | 0 | 0 | 0 | 0 | 0 | Mittelwert R'T | #DIV/0! | m²K/W
1083 | 1102 | [7 empty] | 9. | [11 empty] | 0 | 0 | 0 | 0 | 0 | 0 | 0 | 0 | 0 | 0 | 0
1083 | 1102 | [7 empty] | 10. | [11 empty] | 0 | 0 | 0 | 0 | 0 | 0 | 0 | 0 | 0 | 0 | 0 | maximaler relativer Fehler e | #DIV/0!
1083 | 1102
1083 | 1102 | [11 empty] | Wärmeübergangswiderstand außen Rse : |  | m²K/W |  | Flächenanteile: | 100% |  |  |  | 100% | 0% | 0% | 0 | 0 | 0 | 0 | 0 | 0 | 0
1083 | 1102 | [23 empty] | 0 | 0 | 0 |  |  |  | 0
1083 | 1102 | 51 | - | - | - | [7 empty] | Wärmeübergangswiderstand außen Rsa : |  | m²K/W |  | U-Wert: | - |  | W/(m²K) |  |  |  |  | 0 | 0 | 0
1083 | 1102
1083 | 1102
1104 | 1123 | [6 empty] | Lfd.Nr. |  | Bauteil Kürzel | Bauteil-Bezeichnung | [9 empty] | Nebenrechnung:
1104 | 1123 | [6 empty] | 52 | [12 empty] | d in m | lamda in W/(mK) |  |  | R in m²K/W
1104 | 1123 | [20 empty] | Bereich 1 | Bereich 2 | Bereich 3 | Bereich 1 | Bereich 2 | Bereich 3
1104 | 1123 | [11 empty] | Wärmeübergangswiderstand innen Rsi : |  | m²K/W | Dicke d |  | Wärmeleitfähigkeit l in W/(mK) | [6 empty] | 0 | 0 | 0 | 0 | 0 | 0 | 0
1104 | 1123 | [8 empty] | Bereich 1 |  | Bereich 2 | Bereich 3 |  |  | in mm |  | Bereich 1 | Bereich 2 | Bereich 3
1104 | 1123 | [7 empty] | 1. | [11 empty] | 0 | 0 | 0 | 0 | 0 | 0 | 0 | 0 | 0 | 0 | 0
1104 | 1123 | [7 empty] | 2. | [11 empty] | 0 | 0 | 0 | 0 | 0 | 0 | 0 | 0 | 0 | 0 | 0
1104 | 1123 | [7 empty] | 3. | [11 empty] | 0 | 0 | 0 | 0 | 0 | 0 | 0 | 0 | 0 | 0 | 0
1104 | 1123 | [7 empty] | 4. | [11 empty] | 0 | 0 | 0 | 0 | 0 | 0 | 0 | 0 | 0 | 0 | 0
1104 | 1123 | [5 empty] | Skizze |  | 5. | [11 empty] | 0 | 0 | 0 | 0 | 0 | 0 | 0 | 0 | 0 | 0 | 0 | oberer Grenzwert R'T | #DIV/0! | m²K/W | #DIV/0!
1104 | 1123 | [7 empty] | 6. | [11 empty] | 0 | 0 | 0 | 0 | 0 | 0 | 0 | 0 | 0 | 0 | 0 | unterer Grenzwert R''T | 0 | m²K/W | #DIV/0!
1104 | 1123 | [7 empty] | 7. | [11 empty] | 0 | 0 | 0 | 0 | 0 | 0 | 0 | 0 | 0 | 0 | 0
1104 | 1123 | [7 empty] | 8. | [11 empty] | 0 | 0 | 0 | 0 | 0 | 0 | 0 | 0 | 0 | 0 | 0 | Mittelwert R'T | #DIV/0! | m²K/W
1104 | 1123 | [7 empty] | 9. | [11 empty] | 0 | 0 | 0 | 0 | 0 | 0 | 0 | 0 | 0 | 0 | 0
1104 | 1123 | [7 empty] | 10. | [11 empty] | 0 | 0 | 0 | 0 | 0 | 0 | 0 | 0 | 0 | 0 | 0 | maximaler relativer Fehler e | #DIV/0!
1104 | 1123
1104 | 1123 | [11 empty] | Wärmedurchlasswiderstand unbeheizter Räume (z.B. Dachraum) Ru : |  | m²K/W |  | Flächenanteile: | 100% |  |  |  | 100% | 0% | 0% | 0 | 0 | 0 | 0 | 0 | 0 | 0
1104 | 1123 | [23 empty] | 0 | 0 | 0 |  |  |  | 0
1104 | 1123 | 52 | - | - | - | [7 empty] | Wärmeübergangswiderstand außen Rse : |  | m²K/W |  | U-Wert: | - |  | W/(m²K) |  |  |  |  | 0 | 0 | 0
1104 | 1123
1104 | 1123
1125 | 1144 | [6 empty] | Lfd.Nr. |  | Bauteil Kürzel | Bauteil-Bezeichnung | [9 empty] | Nebenrechnung:
1125 | 1144 | [6 empty] | 53 | [12 empty] | d in m | lamda in W/(mK) |  |  | R in m²K/W
1125 | 1144 | [20 empty] | Bereich 1 | Bereich 2 | Bereich 3 | Bereich 1 | Bereich 2 | Bereich 3
1125 | 1144 | [11 empty] | Wärmeübergangswiderstand innen Rsi : |  | m²K/W | Dicke d |  | Wärmeleitfähigkeit l in W/(mK) | [6 empty] | 0 | 0 | 0 | 0 | 0 | 0 | 0
1125 | 1144 | [8 empty] | Bereich 1 |  | Bereich 2 | Bereich 3 |  |  | in mm |  | Bereich 1 | Bereich 2 | Bereich 3
1125 | 1144 | [7 empty] | 1. | [11 empty] | 0 | 0 | 0 | 0 | 0 | 0 | 0 | 0 | 0 | 0 | 0
1125 | 1144 | [7 empty] | 2. | [11 empty] | 0 | 0 | 0 | 0 | 0 | 0 | 0 | 0 | 0 | 0 | 0
1125 | 1144 | [7 empty] | 3. | [11 empty] | 0 | 0 | 0 | 0 | 0 | 0 | 0 | 0 | 0 | 0 | 0
1125 | 1144 | [7 empty] | 4. | [11 empty] | 0 | 0 | 0 | 0 | 0 | 0 | 0 | 0 | 0 | 0 | 0
1125 | 1144 | [5 empty] | Skizze |  | 5. | [11 empty] | 0 | 0 | 0 | 0 | 0 | 0 | 0 | 0 | 0 | 0 | 0 | oberer Grenzwert R'T | #DIV/0! | m²K/W | #DIV/0!
1125 | 1144 | [7 empty] | 6. | [11 empty] | 0 | 0 | 0 | 0 | 0 | 0 | 0 | 0 | 0 | 0 | 0 | unterer Grenzwert R''T | 0 | m²K/W | #DIV/0!
1125 | 1144 | [7 empty] | 7. | [11 empty] | 0 | 0 | 0 | 0 | 0 | 0 | 0 | 0 | 0 | 0 | 0
1125 | 1144 | [7 empty] | 8. | [11 empty] | 0 | 0 | 0 | 0 | 0 | 0 | 0 | 0 | 0 | 0 | 0 | Mittelwert R'T | #DIV/0! | m²K/W
1125 | 1144 | [7 empty] | 9. | [11 empty] | 0 | 0 | 0 | 0 | 0 | 0 | 0 | 0 | 0 | 0 | 0
1125 | 1144 | [7 empty] | 10. | [11 empty] | 0 | 0 | 0 | 0 | 0 | 0 | 0 | 0 | 0 | 0 | 0 | maximaler relativer Fehler e | #DIV/0!
1125 | 1144
1125 | 1144 | [11 empty] | Wärmedurchlasswiderstand unbeheizter Räume (z.B. Dachraum) Ru : |  | m²K/W |  | Flächenanteile: | 100% |  |  |  | 100% | 0% | 0% | 0 | 0 | 0 | 0 | 0 | 0 | 0
1125 | 1144 | [23 empty] | 0 | 0 | 0 |  |  |  | 0
1125 | 1144 | 53 | - | - | - | [7 empty] | Wärmeübergangswiderstand außen Rse : |  | m²K/W |  | U-Wert: | - |  | W/(m²K) |  |  |  |  | 0 | 0 | 0
1125 | 1144
1125 | 1144
1146 | 1165 | [6 empty] | Lfd.Nr. |  | Bauteil Kürzel | Bauteil-Bezeichnung | [9 empty] | Nebenrechnung:
1146 | 1165 | [6 empty] | 54 | [12 empty] | d in m | lamda in W/(mK) |  |  | R in m²K/W
1146 | 1165 | [20 empty] | Bereich 1 | Bereich 2 | Bereich 3 | Bereich 1 | Bereich 2 | Bereich 3
1146 | 1165 | [11 empty] | Wärmeübergangswiderstand innen Rsi : |  | m²K/W | Dicke d |  | Wärmeleitfähigkeit l in W/(mK) | [6 empty] | 0 | 0 | 0 | 0 | 0 | 0 | 0
1146 | 1165 | [8 empty] | Bereich 1 |  | Bereich 2 | Bereich 3 |  |  | in mm |  | Bereich 1 | Bereich 2 | Bereich 3
1146 | 1165 | [7 empty] | 1. | [11 empty] | 0 | 0 | 0 | 0 | 0 | 0 | 0 | 0 | 0 | 0 | 0
1146 | 1165 | [7 empty] | 2. | [11 empty] | 0 | 0 | 0 | 0 | 0 | 0 | 0 | 0 | 0 | 0 | 0
1146 | 1165 | [7 empty] | 3. | [11 empty] | 0 | 0 | 0 | 0 | 0 | 0 | 0 | 0 | 0 | 0 | 0
1146 | 1165 | [7 empty] | 4. | [11 empty] | 0 | 0 | 0 | 0 | 0 | 0 | 0 | 0 | 0 | 0 | 0
1146 | 1165 | [5 empty] | Skizze |  | 5. | [11 empty] | 0 | 0 | 0 | 0 | 0 | 0 | 0 | 0 | 0 | 0 | 0 | oberer Grenzwert R'T | #DIV/0! | m²K/W | #DIV/0!
1146 | 1165 | [7 empty] | 6. | [11 empty] | 0 | 0 | 0 | 0 | 0 | 0 | 0 | 0 | 0 | 0 | 0 | unterer Grenzwert R''T | 0 | m²K/W | #DIV/0!
1146 | 1165 | [7 empty] | 7. | [11 empty] | 0 | 0 | 0 | 0 | 0 | 0 | 0 | 0 | 0 | 0 | 0
1146 | 1165 | [7 empty] | 8. | [11 empty] | 0 | 0 | 0 | 0 | 0 | 0 | 0 | 0 | 0 | 0 | 0 | Mittelwert R'T | #DIV/0! | m²K/W
1146 | 1165 | [7 empty] | 9. | [11 empty] | 0 | 0 | 0 | 0 | 0 | 0 | 0 | 0 | 0 | 0 | 0
1146 | 1165 | [7 empty] | 10. | [11 empty] | 0 | 0 | 0 | 0 | 0 | 0 | 0 | 0 | 0 | 0 | 0 | maximaler relativer Fehler e | #DIV/0!
1146 | 1165
1146 | 1165 | [11 empty] | Wärmedurchlasswiderstand unbeheizter Räume (z.B. Dachraum) Ru : |  | m²K/W |  | Flächenanteile: | 100% |  |  |  | 100% | 0% | 0% | 0 | 0 | 0 | 0 | 0 | 0 | 0
1146 | 1165 | [23 empty] | 0 | 0 | 0 |  |  |  | 0
1146 | 1165 | 54 | - | - | - | [7 empty] | Wärmeübergangswiderstand außen Rse : |  | m²K/W |  | U-Wert: | - |  | W/(m²K) |  |  |  |  | 0 | 0 | 0
1146 | 1165
1146 | 1165
1167 | 1186 | [6 empty] | Lfd.Nr. |  | Bauteil Kürzel | Bauteil-Bezeichnung | [9 empty] | Nebenrechnung:
1167 | 1186 | [6 empty] | 55 | [12 empty] | d in m | lamda in W/(mK) |  |  | R in m²K/W
1167 | 1186 | [20 empty] | Bereich 1 | Bereich 2 | Bereich 3 | Bereich 1 | Bereich 2 | Bereich 3
1167 | 1186 | [11 empty] | Wärmeübergangswiderstand innen Rsi : |  | m²K/W | Dicke d |  | Wärmeleitfähigkeit l in W/(mK) | [6 empty] | 0 | 0 | 0 | 0 | 0 | 0 | 0
1167 | 1186 | [8 empty] | Bereich 1 |  | Bereich 2 | Bereich 3 |  |  | in mm |  | Bereich 1 | Bereich 2 | Bereich 3
1167 | 1186 | [7 empty] | 1. | [11 empty] | 0 | 0 | 0 | 0 | 0 | 0 | 0 | 0 | 0 | 0 | 0
1167 | 1186 | [7 empty] | 2. | [11 empty] | 0 | 0 | 0 | 0 | 0 | 0 | 0 | 0 | 0 | 0 | 0
1167 | 1186 | [7 empty] | 3. | [11 empty] | 0 | 0 | 0 | 0 | 0 | 0 | 0 | 0 | 0 | 0 | 0
1167 | 1186 | [7 empty] | 4. | [11 empty] | 0 | 0 | 0 | 0 | 0 | 0 | 0 | 0 | 0 | 0 | 0
1167 | 1186 | [5 empty] | Skizze |  | 5. | [11 empty] | 0 | 0 | 0 | 0 | 0 | 0 | 0 | 0 | 0 | 0 | 0 | oberer Grenzwert R'T | #DIV/0! | m²K/W | #DIV/0!
1167 | 1186 | [7 empty] | 6. | [11 empty] | 0 | 0 | 0 | 0 | 0 | 0 | 0 | 0 | 0 | 0 | 0 | unterer Grenzwert R''T | 0 | m²K/W | #DIV/0!
1167 | 1186 | [7 empty] | 7. | [11 empty] | 0 | 0 | 0 | 0 | 0 | 0 | 0 | 0 | 0 | 0 | 0
1167 | 1186 | [7 empty] | 8. | [11 empty] | 0 | 0 | 0 | 0 | 0 | 0 | 0 | 0 | 0 | 0 | 0 | Mittelwert R'T | #DIV/0! | m²K/W
1167 | 1186 | [7 empty] | 9. | [11 empty] | 0 | 0 | 0 | 0 | 0 | 0 | 0 | 0 | 0 | 0 | 0
1167 | 1186 | [7 empty] | 10. | [11 empty] | 0 | 0 | 0 | 0 | 0 | 0 | 0 | 0 | 0 | 0 | 0 | maximaler relativer Fehler e | #DIV/0!
1167 | 1186
1167 | 1186 | [11 empty] | Wärmedurchlasswiderstand unbeheizter Räume (z.B. Dachraum) Ru : |  | m²K/W |  | Flächenanteile: | 100% |  |  |  | 100% | 0% | 0% | 0 | 0 | 0 | 0 | 0 | 0 | 0
1167 | 1186 | [23 empty] | 0 | 0 | 0 |  |  |  | 0
1167 | 1186 | 55 | - | - | - | [7 empty] | Wärmeübergangswiderstand außen Rse : |  | m²K/W |  | U-Wert: | - |  | W/(m²K) |  |  |  |  | 0 | 0 | 0
1167 | 1186
1167 | 1186
1188 | 1207 | [6 empty] | Lfd.Nr. |  | Bauteil Kürzel | Bauteil-Bezeichnung | [9 empty] | Nebenrechnung:
1188 | 1207 | [6 empty] | 56 |  | w2u | Gaubenwände ungedämmt | [9 empty] | d in m | lamda in W/(mK) |  |  | R in m²K/W
1188 | 1207 | [20 empty] | Bereich 1 | Bereich 2 | Bereich 3 | Bereich 1 | Bereich 2 | Bereich 3
1188 | 1207 | [11 empty] | Wärmeübergangswiderstand innen Rsi : | 0.13 | m²K/W | Dicke d |  | Wärmeleitfähigkeit l in W/(mK) | [6 empty] | 0.13 | 0.13 | 0.13 | 1.9231 | 5.7692 | 0 | 0.13
1188 | 1207 | [8 empty] | Bereich 1 |  | Bereich 2 | Bereich 3 |  |  | in mm |  | Bereich 1 | Bereich 2 | Bereich 3
1188 | 1207 | [7 empty] | 1. | Lehmputz auf Schilfrohrgeflecht | [5 empty] | 20 |  | 0.8 |  |  | 0.02 | 0.8 | 0.8 | 0.8 | 0.025 | 0.025 | 0.025 | 10 | 30 | 0 | 0.025
1188 | 1207 | [7 empty] | 2. | Holzfachwerk |  | Lehmschlag |  |  |  | 120 |  | 0.13 | 0.93 |  | 0.12 | 0.13 | 0.93 | 0.13 | 0.92308 | 0.12903 | 0.92308 | 0.27083 | 5.8125 | 0 | 0.16438
1188 | 1207 | [7 empty] | 3. | [11 empty] | 0 | 0 | 0 | 0 | 0 | 0 | 0 | 0 | 0 | 0 | 0
1188 | 1207 | [7 empty] | 4. | [11 empty] | 0 | 0 | 0 | 0 | 0 | 0 | 0 | 0 | 0 | 0 | 0
1188 | 1207 | [5 empty] | Skizze |  | 5. | [11 empty] | 0 | 0 | 0 | 0 | 0 | 0 | 0 | 0 | 0 | 0 | 0 | oberer Grenzwert R'T | 0.49544 | m²K/W | 2.0184
1188 | 1207 | [7 empty] | 6. | [11 empty] | 0 | 0 | 0 | 0 | 0 | 0 | 0 | 0 | 0 | 0 | 0 | unterer Grenzwert R''T | 0.44938 | m²K/W | 2.2253
1188 | 1207 | [7 empty] | 7. | [11 empty] | 0 | 0 | 0 | 0 | 0 | 0 | 0 | 0 | 0 | 0 | 0
1188 | 1207 | [7 empty] | 8. | [11 empty] | 0 | 0 | 0 | 0 | 0 | 0 | 0 | 0 | 0 | 0 | 0 | Mittelwert R'T | 0.47241 | m²K/W
1188 | 1207 | [7 empty] | 9. | [11 empty] | 0 | 0 | 0 | 0 | 0 | 0 | 0 | 0 | 0 | 0 | 0
1188 | 1207 | [7 empty] | 10. | [11 empty] | 0 | 0 | 0 | 0 | 0 | 0 | 0 | 0 | 0 | 0 | 0 | maximaler relativer Fehler e | 4.875%
1188 | 1207
1188 | 1207 | [11 empty] | Wärmedurchlasswiderstand unbeheizter Räume (z.B. Dachraum) Ru : |  | m²K/W |  | Flächenanteile: | 25% | 75% |  |  | 25% | 75% | 0% | 0.13 | 0.13 | 0.13 | 1.9231 | 5.7692 | 0 | 0.13
1188 | 1207 | [23 empty] | 1.2081 | 0.41403 | 1.2081 |  |  |  | 0.44938
1188 | 1207 | 56 | w2u | Gaubenwände ungedämmt | 2.1168 | [7 empty] | Wärmeübergangswiderstand außen Rse : | 0.13 | m²K/W |  | U-Wert: | 2.1168 |  | W/(m²K) |  |  |  |  | 0.20694 | 1.8115 | 0
1188 | 1207
1188 | 1207
1209 | 1228 | [6 empty] | Lfd.Nr. |  | Bauteil Kürzel | Bauteil-Bezeichnung | [9 empty] | Nebenrechnung:
1209 | 1228 | [6 empty] | 57 |  | w2d | Gaubenwände gedämmt | [9 empty] | d in m | lamda in W/(mK) |  |  | R in m²K/W
1209 | 1228 | [20 empty] | Bereich 1 | Bereich 2 | Bereich 3 | Bereich 1 | Bereich 2 | Bereich 3
1209 | 1228 | [11 empty] | Wärmeübergangswiderstand innen Rsi : | 0.13 | m²K/W | Dicke d |  | Wärmeleitfähigkeit l in W/(mK) | [6 empty] | 0.13 | 0.13 | 0.13 | 1.9231 | 5.7692 | 0 | 0.13
1209 | 1228 | [8 empty] | Bereich 1 |  | Bereich 2 | Bereich 3 |  |  | in mm |  | Bereich 1 | Bereich 2 | Bereich 3
1209 | 1228 | [7 empty] | 1. | Gipsmörtel | [5 empty] | 20 |  | 0.7 |  |  | 0.02 | 0.7 | 0.7 | 0.7 | 0.028571 | 0.028571 | 0.028571 | 8.75 | 26.25 | 0 | 0.028571
1209 | 1228 | [7 empty] | 2. | Holzwolleleichtbauplatte | [5 empty] | 5 |  | 0.15 |  |  | 0.005 | 0.15 | 0.15 | 0.15 | 0.033333 | 0.033333 | 0.033333 | 7.5 | 22.5 | 0 | 0.033333
1209 | 1228 | [7 empty] | 3. | Polystyrol-Hartschaum-Platte | [5 empty] | 55 |  | 0.035 |  |  | 0.055 | 0.035 | 0.035 | 0.035 | 1.5714 | 1.5714 | 1.5714 | 0.15909 | 0.47727 | 0 | 1.5714
1209 | 1228 | [7 empty] | 4. | Lehmputz auf Schilfrohrgeflecht | [5 empty] | 20 |  | 0.8 |  |  | 0.02 | 0.8 | 0.8 | 0.8 | 0.025 | 0.025 | 0.025 | 10 | 30 | 0 | 0.025
1209 | 1228 | [5 empty] | Skizze |  | 5. | Holzfachwerk |  | Lehmschlag |  |  |  | 120 |  | 0.13 | 0.93 |  | 0.12 | 0.13 | 0.93 | 0.13 | 0.92308 | 0.12903 | 0.92308 | 0.27083 | 5.8125 | 0 | 0.16438 | oberer Grenzwert R'T | 2.2011 | m²K/W | 0.45431
1209 | 1228 | [7 empty] | 6. | [11 empty] | 0 | 0 | 0 | 0 | 0 | 0 | 0 | 0 | 0 | 0 | 0 | unterer Grenzwert R''T | 2.0827 | m²K/W | 0.48014
1209 | 1228 | [7 empty] | 7. | [11 empty] | 0 | 0 | 0 | 0 | 0 | 0 | 0 | 0 | 0 | 0 | 0
1209 | 1228 | [7 empty] | 8. | [11 empty] | 0 | 0 | 0 | 0 | 0 | 0 | 0 | 0 | 0 | 0 | 0 | Mittelwert R'T | 2.1419 | m²K/W
1209 | 1228 | [7 empty] | 9. | [11 empty] | 0 | 0 | 0 | 0 | 0 | 0 | 0 | 0 | 0 | 0 | 0
1209 | 1228 | [7 empty] | 10. | [11 empty] | 0 | 0 | 0 | 0 | 0 | 0 | 0 | 0 | 0 | 0 | 0 | maximaler relativer Fehler e | 2.765%
1209 | 1228
1209 | 1228 | [11 empty] | Wärmedurchlasswiderstand unbeheizter Räume (z.B. Dachraum) Ru : |  | m²K/W |  | Flächenanteile: | 25% | 75% |  |  | 25% | 75% | 0% | 0.13 | 0.13 | 0.13 | 1.9231 | 5.7692 | 0 | 0.13
1209 | 1228 | [23 empty] | 2.8414 | 2.0474 | 2.8414 |  |  |  | 2.0827
1209 | 1228 | 57 | w2d | Gaubenwände gedämmt | 0.46687 | [7 empty] | Wärmeübergangswiderstand außen Rse : | 0.13 | m²K/W |  | U-Wert: | 0.46687 |  | W/(m²K) |  |  |  |  | 0.087984 | 0.36632 | 0
1209 | 1228
1209 | 1228
1230 | 1249 | [6 empty] | Lfd.Nr. |  | Bauteil Kürzel | Bauteil-Bezeichnung | [9 empty] | Nebenrechnung:
1230 | 1249 | [6 empty] | 58 |  | d1u | Dachfläche ungedämmt | [9 empty] | d in m | lamda in W/(mK) |  |  | R in m²K/W
1230 | 1249 | [20 empty] | Bereich 1 | Bereich 2 | Bereich 3 | Bereich 1 | Bereich 2 | Bereich 3
1230 | 1249 | [11 empty] | Wärmeübergangswiderstand innen Rsi : | 0.1 | m²K/W | Dicke d |  | Wärmeleitfähigkeit l in W/(mK) | [6 empty] | 0.1 | 0.1 | 0.1 | 8.5714 | 1.4286 | 0 | 0.1
1230 | 1249 | [8 empty] | Bereich 1 |  | Bereich 2 | Bereich 3 |  |  | in mm |  | Bereich 1 | Bereich 2 | Bereich 3
1230 | 1249 | [7 empty] | 1. | Lehmputz auf Schilfrohrgeflecht | [5 empty] | 20 |  | 0.8 |  |  | 0.02 | 0.8 | 0.8 | 0.8 | 0.025 | 0.025 | 0.025 | 34.2857 | 5.7143 | 0 | 0.025
1230 | 1249 | [7 empty] | 2. | Sparren |  | Lehmschlag |  |  |  | 120 |  | 0.13 | 0.93 |  | 0.12 | 0.13 | 0.93 | 0.13 | 0.92308 | 0.12903 | 0.92308 | 0.92857 | 1.1071 | 0 | 0.49123
1230 | 1249 | [7 empty] | 3. | [11 empty] | 0 | 0 | 0 | 0 | 0 | 0 | 0 | 0 | 0 | 0 | 0
1230 | 1249 | [7 empty] | 4. | [11 empty] | 0 | 0 | 0 | 0 | 0 | 0 | 0 | 0 | 0 | 0 | 0
1230 | 1249 | [5 empty] | Skizze |  | 5. | [11 empty] | 0 | 0 | 0 | 0 | 0 | 0 | 0 | 0 | 0 | 0 | 0 | oberer Grenzwert R'T | 0.86949 | m²K/W | 1.1501
1230 | 1249 | [7 empty] | 6. | [11 empty] | 0 | 0 | 0 | 0 | 0 | 0 | 0 | 0 | 0 | 0 | 0 | unterer Grenzwert R''T | 0.71623 | m²K/W | 1.3962
1230 | 1249 | [7 empty] | 7. | [11 empty] | 0 | 0 | 0 | 0 | 0 | 0 | 0 | 0 | 0 | 0 | 0
1230 | 1249 | [7 empty] | 8. | [11 empty] | 0 | 0 | 0 | 0 | 0 | 0 | 0 | 0 | 0 | 0 | 0 | Mittelwert R'T | 0.79286 | m²K/W
1230 | 1249 | [7 empty] | 9. | [11 empty] | 0 | 0 | 0 | 0 | 0 | 0 | 0 | 0 | 0 | 0 | 0
1230 | 1249 | [7 empty] | 10. | [11 empty] | 0 | 0 | 0 | 0 | 0 | 0 | 0 | 0 | 0 | 0 | 0 | maximaler relativer Fehler e | 9.665%
1230 | 1249
1230 | 1249 | [11 empty] | Wärmedurchlasswiderstand unbeheizter Räume (z.B. Dachraum) Ru : |  | m²K/W |  | Flächenanteile: | 85.71% | 14.29% |  |  | 85.71% | 14.29% | 0% | 0.1 | 0.1 | 0.1 | 8.5714 | 1.4286 | 0 | 0.1
1230 | 1249 | [23 empty] | 1.1481 | 0.35403 | 1.1481 |  |  |  | 0.71623
1230 | 1249 | 58 | d1u | Dachfläche ungedämmt | 1.2613 | [7 empty] | Wärmeübergangswiderstand außen Rse : | 0.1 | m²K/W |  | U-Wert: | 1.2613 |  | W/(m²K) |  |  |  |  | 0.74659 | 0.40351 | 0
1230 | 1249
1230 | 1249
1251 | 1270 | [6 empty] | Lfd.Nr. |  | Bauteil Kürzel | Bauteil-Bezeichnung | [9 empty] | Nebenrechnung:
1251 | 1270 | [6 empty] | 59 |  | d1i | Dachfläche mit Innendämmung | [9 empty] | d in m | lamda in W/(mK) |  |  | R in m²K/W
1251 | 1270 | [20 empty] | Bereich 1 | Bereich 2 | Bereich 3 | Bereich 1 | Bereich 2 | Bereich 3
1251 | 1270 | [11 empty] | Wärmeübergangswiderstand innen Rsi : | 0.1 | m²K/W | Dicke d |  | Wärmeleitfähigkeit l in W/(mK) | [6 empty] | 0.1 | 0.1 | 0.1 | 2 | 8 | 0 | 0.1
1251 | 1270 | [8 empty] | Bereich 1 |  | Bereich 2 | Bereich 3 |  |  | in mm |  | Bereich 1 | Bereich 2 | Bereich 3
1251 | 1270 | [7 empty] | 1. | Gipsmörtel | [5 empty] | 20 |  | 0.7 |  |  | 0.02 | 0.7 | 0.7 | 0.7 | 0.028571 | 0.028571 | 0.028571 | 7 | 28 | 0 | 0.028571
1251 | 1270 | [7 empty] | 2. | Holzwolleleichtbauplatte | [5 empty] | 5 |  | 0.15 |  |  | 0.005 | 0.15 | 0.15 | 0.15 | 0.033333 | 0.033333 | 0.033333 | 6 | 24 | 0 | 0.033333
1251 | 1270 | [7 empty] | 3. | Polystyrol-Hartschaum-Platte | [5 empty] | 55 |  | 0.035 |  |  | 0.055 | 0.035 | 0.035 | 0.035 | 1.5714 | 1.5714 | 1.5714 | 0.12727 | 0.50909 | 0 | 1.5714
1251 | 1270 | [7 empty] | 4. | Holzwolleleichtbauplatte | [5 empty] | 5 |  | 0.15 |  |  | 0.005 | 0.15 | 0.15 | 0.15 | 0.033333 | 0.033333 | 0.033333 | 6 | 24 | 0 | 0.033333
1251 | 1270 | [5 empty] | Skizze |  | 5. | Polystyrol-Hartschaum-Platte | [5 empty] | 55 |  | 0.035 |  |  | 0.055 | 0.035 | 0.035 | 0.035 | 1.5714 | 1.5714 | 1.5714 | 0.12727 | 0.50909 | 0 | 1.5714 | oberer Grenzwert R'T | 3.7271 | m²K/W | 0.26831
1251 | 1270 | [7 empty] | 6. | Lehmputz auf Schilfrohrgeflecht | [5 empty] | 20 |  | 0.8 |  |  | 0.02 | 0.8 | 0.8 | 0.8 | 0.025 | 0.025 | 0.025 | 8 | 32 | 0 | 0.025 | unterer Grenzwert R''T | 3.6189 | m²K/W | 0.27632
1251 | 1270 | [7 empty] | 7. | Sparren |  | Lehmschlag |  |  |  | 120 |  | 0.13 | 0.93 |  | 0.12 | 0.13 | 0.93 | 0.13 | 0.92308 | 0.12903 | 0.92308 | 0.21667 | 6.2 | 0 | 0.15584
1251 | 1270 | [7 empty] | 8. | [11 empty] | 0 | 0 | 0 | 0 | 0 | 0 | 0 | 0 | 0 | 0 | 0 | Mittelwert R'T | 3.673 | m²K/W
1251 | 1270 | [7 empty] | 9. | [11 empty] | 0 | 0 | 0 | 0 | 0 | 0 | 0 | 0 | 0 | 0 | 0
1251 | 1270 | [7 empty] | 10. | [11 empty] | 0 | 0 | 0 | 0 | 0 | 0 | 0 | 0 | 0 | 0 | 0 | maximaler relativer Fehler e | 1.472%
1251 | 1270
1251 | 1270 | [11 empty] | Wärmedurchlasswiderstand unbeheizter Räume (z.B. Dachraum) Ru : |  | m²K/W |  | Flächenanteile: | 20% | 80% |  |  | 20% | 80% | 0% | 0.1 | 0.1 | 0.1 | 2 | 8 | 0 | 0.1
1251 | 1270 | [23 empty] | 4.3862 | 3.5921 | 4.3862 |  |  |  | 3.6189
1251 | 1270 | 59 | d1i | Dachfläche mit Innendämmung | 0.27226 | [7 empty] | Wärmeübergangswiderstand außen Rse : | 0.1 | m²K/W |  | U-Wert: | 0.27226 |  | W/(m²K) |  |  |  |  | 0.045598 | 0.22271 | 0
1251 | 1270
1251 | 1270
1272 | 1291 | [6 empty] | Lfd.Nr. |  | Bauteil Kürzel | Bauteil-Bezeichnung | [9 empty] | Nebenrechnung:
1272 | 1291 | [6 empty] | 60 |  | og1u | Kehlbalkendecke ungedämmt | [9 empty] | d in m | lamda in W/(mK) |  |  | R in m²K/W
1272 | 1291 | [20 empty] | Bereich 1 | Bereich 2 | Bereich 3 | Bereich 1 | Bereich 2 | Bereich 3
1272 | 1291 | [11 empty] | Wärmeübergangswiderstand innen Rsi : | 0.1 | m²K/W | Dicke d |  | Wärmeleitfähigkeit l in W/(mK) | [6 empty] | 0.1 | 0.1 | 0.1 | 2 | 8 | 0 | 0.1
1272 | 1291 | [8 empty] | Bereich 1 |  | Bereich 2 | Bereich 3 |  |  | in mm |  | Bereich 1 | Bereich 2 | Bereich 3
1272 | 1291 | [7 empty] | 1. | Lehmputz auf Schilfrohrgeflecht | [5 empty] | 20 |  | 0.8 |  |  | 0.02 | 0.8 | 0.8 | 0.8 | 0.025 | 0.025 | 0.025 | 8 | 32 | 0 | 0.025
1272 | 1291 | [7 empty] | 2. | Balken |  | Luftschicht |  |  |  | 45 |  | 0.13 | 0.28125 |  | 0.045 | 0.13 | 0.28125 | 0.13 | 0.34615 | 0.16 | 0.34615 | 0.57778 | 5 | 0 | 0.17928
1272 | 1291 | [7 empty] | 3. | Balken |  | Blindboden |  |  |  | 15 |  | 0.13 | 0.13 |  | 0.015 | 0.13 | 0.13 | 0.13 | 0.11538 | 0.11538 | 0.11538 | 1.7333 | 6.9333 | 0 | 0.11538
1272 | 1291 | [7 empty] | 4. | Balken |  | Lehmschlag |  |  |  | 100 |  | 0.13 | 0.93 |  | 0.1 | 0.13 | 0.93 | 0.13 | 0.76923 | 0.10753 | 0.76923 | 0.26 | 7.44 | 0 | 0.12987
1272 | 1291 | [5 empty] | Skizze |  | 5. | Holzdielen | [5 empty] | 25 |  | 0.13 |  |  | 0.025 | 0.13 | 0.13 | 0.13 | 0.19231 | 0.19231 | 0.19231 | 1.04 | 4.16 | 0 | 0.19231 | oberer Grenzwert R'T | 1.0387 | m²K/W | 0.96272
1272 | 1291 | [7 empty] | 6. | [11 empty] | 0 | 0 | 0 | 0 | 0 | 0 | 0 | 0 | 0 | 0 | 0 | unterer Grenzwert R''T | 0.98185 | m²K/W | 1.0185
1272 | 1291 | [7 empty] | 7. | [11 empty] | 0 | 0 | 0 | 0 | 0 | 0 | 0 | 0 | 0 | 0 | 0
1272 | 1291 | [7 empty] | 8. | [11 empty] | 0 | 0 | 0 | 0 | 0 | 0 | 0 | 0 | 0 | 0 | 0 | Mittelwert R'T | 1.0103 | m²K/W
1272 | 1291 | [7 empty] | 9. | [11 empty] | 0 | 0 | 0 | 0 | 0 | 0 | 0 | 0 | 0 | 0 | 0
1272 | 1291 | [7 empty] | 10. | [11 empty] | 0 | 0 | 0 | 0 | 0 | 0 | 0 | 0 | 0 | 0 | 0 | maximaler relativer Fehler e | 2.815%
1272 | 1291
1272 | 1291 | [11 empty] | Wärmedurchlasswiderstand unbeheizter Räume (z.B. Dachraum) Ru : | 0.2 | m²K/W |  | Flächenanteile: | 20% | 80% |  |  | 20% | 80% | 0% | 0.24 | 0.24 | 0.24 | 0.83333 | 3.3333 | 0 | 0.24
1272 | 1291 | [23 empty] | 1.7881 | 0.94022 | 1.7881 |  |  |  | 0.98185
1272 | 1291 | 60 | og1u | Kehlbalkendecke ungedämmt | 0.98982 | [7 empty] | Wärmeübergangswiderstand außen Rse : | 0.04 | m²K/W |  | U-Wert: | 0.98982 |  | W/(m²K) |  |  |  |  | 0.11185 | 0.85087 | 0
1272 | 1291
1272 | 1291
1293 | 1312 | [6 empty] | Lfd.Nr. |  | Bauteil Kürzel | Bauteil-Bezeichnung | [9 empty] | Nebenrechnung:
1293 | 1312 | [6 empty] | 61 |  | og1d | Kehlbalkendecke gedämmt | [9 empty] | d in m | lamda in W/(mK) |  |  | R in m²K/W
1293 | 1312 | [20 empty] | Bereich 1 | Bereich 2 | Bereich 3 | Bereich 1 | Bereich 2 | Bereich 3
1293 | 1312 | [11 empty] | Wärmeübergangswiderstand innen Rsi : | 0.1 | m²K/W | Dicke d |  | Wärmeleitfähigkeit l in W/(mK) | [6 empty] | 0.1 | 0.1 | 0.1 | 2 | 8 | 0 | 0.1
1293 | 1312 | [8 empty] | Bereich 1 |  | Bereich 2 | Bereich 3 |  |  | in mm |  | Bereich 1 | Bereich 2 | Bereich 3
1293 | 1312 | [7 empty] | 1. | Lehmputz auf Schilfrohrgeflecht | [5 empty] | 20 |  | 0.8 |  |  | 0.02 | 0.8 | 0.8 | 0.8 | 0.025 | 0.025 | 0.025 | 8 | 32 | 0 | 0.025
1293 | 1312 | [7 empty] | 2. | Balken |  | Luftschicht |  |  |  | 45 |  | 0.13 | 0.28125 |  | 0.045 | 0.13 | 0.28125 | 0.13 | 0.34615 | 0.16 | 0.34615 | 0.57778 | 5 | 0 | 0.17928
1293 | 1312 | [7 empty] | 3. | Balken |  | Blindboden |  |  |  | 15 |  | 0.13 | 0.13 |  | 0.015 | 0.13 | 0.13 | 0.13 | 0.11538 | 0.11538 | 0.11538 | 1.7333 | 6.9333 | 0 | 0.11538
1293 | 1312 | [7 empty] | 4. | Balken |  | Lehmschlag |  |  |  | 100 |  | 0.13 | 0.93 |  | 0.1 | 0.13 | 0.93 | 0.13 | 0.76923 | 0.10753 | 0.76923 | 0.26 | 7.44 | 0 | 0.12987
1293 | 1312 | [5 empty] | Skizze |  | 5. | Holzdielen | [5 empty] | 25 |  | 0.13 |  |  | 0.025 | 0.13 | 0.13 | 0.13 | 0.19231 | 0.19231 | 0.19231 | 1.04 | 4.16 | 0 | 0.19231 | oberer Grenzwert R'T | 6.8084 | m²K/W | 0.14688
1293 | 1312 | [7 empty] | 6. | Mineralfaserplatten 2 x 100 mm WLG 035 | [5 empty] | 200 |  | 0.035 |  |  | 0.2 | 0.035 | 0.035 | 0.035 | 5.7143 | 5.7143 | 5.7143 | 0.035 | 0.14 | 0 | 5.7143 | unterer Grenzwert R''T | 6.6961 | m²K/W | 0.14934
1293 | 1312 | [7 empty] | 7. | [11 empty] | 0 | 0 | 0 | 0 | 0 | 0 | 0 | 0 | 0 | 0 | 0
1293 | 1312 | [7 empty] | 8. | [11 empty] | 0 | 0 | 0 | 0 | 0 | 0 | 0 | 0 | 0 | 0 | 0 | Mittelwert R'T | 6.7523 | m²K/W
1293 | 1312 | [7 empty] | 9. | [11 empty] | 0 | 0 | 0 | 0 | 0 | 0 | 0 | 0 | 0 | 0 | 0
1293 | 1312 | [7 empty] | 10. | [11 empty] | 0 | 0 | 0 | 0 | 0 | 0 | 0 | 0 | 0 | 0 | 0 | maximaler relativer Fehler e | 0.8313%
1293 | 1312
1293 | 1312 | [11 empty] | Wärmedurchlasswiderstand unbeheizter Räume (z.B. Dachraum) Ru : | 0.2 | m²K/W |  | Flächenanteile: | 20% | 80% |  |  | 20% | 80% | 0% | 0.24 | 0.24 | 0.24 | 0.83333 | 3.3333 | 0 | 0.24
1293 | 1312 | [23 empty] | 7.5024 | 6.6545 | 7.5024 |  |  |  | 6.6961
1293 | 1312 | 61 | og1d | Kehlbalkendecke gedämmt | 0.1481 | [7 empty] | Wärmeübergangswiderstand außen Rse : | 0.04 | m²K/W |  | U-Wert: | 0.1481 |  | W/(m²K) |  |  |  |  | 0.026658 | 0.12022 | 0
1293 | 1312
1293 | 1312
1314 | 1333 | [6 empty] | Lfd.Nr. |  | Bauteil Kürzel | Bauteil-Bezeichnung | [9 empty] | Nebenrechnung:
1314 | 1333 | [6 empty] | 62 | [12 empty] | d in m | lamda in W/(mK) |  |  | R in m²K/W
1314 | 1333 | [20 empty] | Bereich 1 | Bereich 2 | Bereich 3 | Bereich 1 | Bereich 2 | Bereich 3
1314 | 1333 | [11 empty] | Wärmeübergangswiderstand innen Rsi : |  | m²K/W | Dicke d |  | Wärmeleitfähigkeit l in W/(mK) | [6 empty] | 0 | 0 | 0 | 0 | 0 | 0 | 0
1314 | 1333 | [8 empty] | Bereich 1 |  | Bereich 2 | Bereich 3 |  |  | in mm |  | Bereich 1 | Bereich 2 | Bereich 3
1314 | 1333 | [7 empty] | 1. | [11 empty] | 0 | 0 | 0 | 0 | 0 | 0 | 0 | 0 | 0 | 0 | 0
1314 | 1333 | [7 empty] | 2. | [11 empty] | 0 | 0 | 0 | 0 | 0 | 0 | 0 | 0 | 0 | 0 | 0
1314 | 1333 | [7 empty] | 3. | [11 empty] | 0 | 0 | 0 | 0 | 0 | 0 | 0 | 0 | 0 | 0 | 0
1314 | 1333 | [7 empty] | 4. | [11 empty] | 0 | 0 | 0 | 0 | 0 | 0 | 0 | 0 | 0 | 0 | 0
1314 | 1333 | [5 empty] | Skizze |  | 5. | [11 empty] | 0 | 0 | 0 | 0 | 0 | 0 | 0 | 0 | 0 | 0 | 0 | oberer Grenzwert R'T | #DIV/0! | m²K/W | #DIV/0!
1314 | 1333 | [7 empty] | 6. | [11 empty] | 0 | 0 | 0 | 0 | 0 | 0 | 0 | 0 | 0 | 0 | 0 | unterer Grenzwert R''T | 0 | m²K/W | #DIV/0!
1314 | 1333 | [7 empty] | 7. | [11 empty] | 0 | 0 | 0 | 0 | 0 | 0 | 0 | 0 | 0 | 0 | 0
1314 | 1333 | [7 empty] | 8. | [11 empty] | 0 | 0 | 0 | 0 | 0 | 0 | 0 | 0 | 0 | 0 | 0 | Mittelwert R'T | #DIV/0! | m²K/W
1314 | 1333 | [7 empty] | 9. | [11 empty] | 0 | 0 | 0 | 0 | 0 | 0 | 0 | 0 | 0 | 0 | 0
1314 | 1333 | [7 empty] | 10. | [11 empty] | 0 | 0 | 0 | 0 | 0 | 0 | 0 | 0 | 0 | 0 | 0 | maximaler relativer Fehler e | #DIV/0!
1314 | 1333
1314 | 1333 | [11 empty] | Wärmedurchlasswiderstand unbeheizter Räume (z.B. Dachraum) Ru : |  | m²K/W |  | Flächenanteile: | 100% |  |  |  | 100% | 0% | 0% | 0 | 0 | 0 | 0 | 0 | 0 | 0
1314 | 1333 | [23 empty] | 0 | 0 | 0 |  |  |  | 0
1314 | 1333 | 62 | - | - | - | [7 empty] | Wärmeübergangswiderstand außen Rse : |  | m²K/W |  | U-Wert: | - |  | W/(m²K) |  |  |  |  | 0 | 0 | 0
1314 | 1333
1314 | 1333
1335 | 1354 | [6 empty] | Lfd.Nr. |  | Bauteil Kürzel | Bauteil-Bezeichnung | [9 empty] | Nebenrechnung:
1335 | 1354 | [6 empty] | 63 | [12 empty] | d in m | lamda in W/(mK) |  |  | R in m²K/W
1335 | 1354 | [20 empty] | Bereich 1 | Bereich 2 | Bereich 3 | Bereich 1 | Bereich 2 | Bereich 3
1335 | 1354 | [11 empty] | Wärmeübergangswiderstand innen Rsi : |  | m²K/W | Dicke d |  | Wärmeleitfähigkeit l in W/(mK) | [6 empty] | 0 | 0 | 0 | 0 | 0 | 0 | 0
1335 | 1354 | [8 empty] | Bereich 1 |  | Bereich 2 | Bereich 3 |  |  | in mm |  | Bereich 1 | Bereich 2 | Bereich 3
1335 | 1354 | [7 empty] | 1. | [11 empty] | 0 | 0 | 0 | 0 | 0 | 0 | 0 | 0 | 0 | 0 | 0
1335 | 1354 | [7 empty] | 2. | [11 empty] | 0 | 0 | 0 | 0 | 0 | 0 | 0 | 0 | 0 | 0 | 0
1335 | 1354 | [7 empty] | 3. | [11 empty] | 0 | 0 | 0 | 0 | 0 | 0 | 0 | 0 | 0 | 0 | 0
1335 | 1354 | [7 empty] | 4. | [11 empty] | 0 | 0 | 0 | 0 | 0 | 0 | 0 | 0 | 0 | 0 | 0
1335 | 1354 | [5 empty] | Skizze |  | 5. | [11 empty] | 0 | 0 | 0 | 0 | 0 | 0 | 0 | 0 | 0 | 0 | 0 | oberer Grenzwert R'T | #DIV/0! | m²K/W | #DIV/0!
1335 | 1354 | [7 empty] | 6. | [11 empty] | 0 | 0 | 0 | 0 | 0 | 0 | 0 | 0 | 0 | 0 | 0 | unterer Grenzwert R''T | 0 | m²K/W | #DIV/0!
1335 | 1354 | [7 empty] | 7. | [11 empty] | 0 | 0 | 0 | 0 | 0 | 0 | 0 | 0 | 0 | 0 | 0
1335 | 1354 | [7 empty] | 8. | [11 empty] | 0 | 0 | 0 | 0 | 0 | 0 | 0 | 0 | 0 | 0 | 0 | Mittelwert R'T | #DIV/0! | m²K/W
1335 | 1354 | [7 empty] | 9. | [11 empty] | 0 | 0 | 0 | 0 | 0 | 0 | 0 | 0 | 0 | 0 | 0
1335 | 1354 | [7 empty] | 10. | [11 empty] | 0 | 0 | 0 | 0 | 0 | 0 | 0 | 0 | 0 | 0 | 0 | maximaler relativer Fehler e | #DIV/0!
1335 | 1354
1335 | 1354 | [11 empty] | Wärmedurchlasswiderstand unbeheizter Räume (z.B. Dachraum) Ru : |  | m²K/W |  | Flächenanteile: | 100% |  |  |  | 100% | 0% | 0% | 0 | 0 | 0 | 0 | 0 | 0 | 0
1335 | 1354 | [23 empty] | 0 | 0 | 0 |  |  |  | 0
1335 | 1354 | 63 | - | - | - | [7 empty] | Wärmeübergangswiderstand außen Rse : |  | m²K/W |  | U-Wert: | - |  | W/(m²K) |  |  |  |  | 0 | 0 | 0
1335 | 1354
1335 | 1354
1356 | 1375 | [6 empty] | Lfd.Nr. |  | Bauteil Kürzel | Bauteil-Bezeichnung | [9 empty] | Nebenrechnung:
1356 | 1375 | [6 empty] | 64 | [12 empty] | d in m | lamda in W/(mK) |  |  | R in m²K/W
1356 | 1375 | [20 empty] | Bereich 1 | Bereich 2 | Bereich 3 | Bereich 1 | Bereich 2 | Bereich 3
1356 | 1375 | [11 empty] | Wärmeübergangswiderstand innen Rsi : |  | m²K/W | Dicke d |  | Wärmeleitfähigkeit l in W/(mK) | [6 empty] | 0 | 0 | 0 | 0 | 0 | 0 | 0
1356 | 1375 | [8 empty] | Bereich 1 |  | Bereich 2 | Bereich 3 |  |  | in mm |  | Bereich 1 | Bereich 2 | Bereich 3
1356 | 1375 | [7 empty] | 1. | [11 empty] | 0 | 0 | 0 | 0 | 0 | 0 | 0 | 0 | 0 | 0 | 0
1356 | 1375 | [7 empty] | 2. | [11 empty] | 0 | 0 | 0 | 0 | 0 | 0 | 0 | 0 | 0 | 0 | 0
1356 | 1375 | [7 empty] | 3. | [11 empty] | 0 | 0 | 0 | 0 | 0 | 0 | 0 | 0 | 0 | 0 | 0
1356 | 1375 | [7 empty] | 4. | [11 empty] | 0 | 0 | 0 | 0 | 0 | 0 | 0 | 0 | 0 | 0 | 0
1356 | 1375 | [5 empty] | Skizze |  | 5. | [11 empty] | 0 | 0 | 0 | 0 | 0 | 0 | 0 | 0 | 0 | 0 | 0 | oberer Grenzwert R'T | #DIV/0! | m²K/W | #DIV/0!
1356 | 1375 | [7 empty] | 6. | [11 empty] | 0 | 0 | 0 | 0 | 0 | 0 | 0 | 0 | 0 | 0 | 0 | unterer Grenzwert R''T | 0 | m²K/W | #DIV/0!
1356 | 1375 | [7 empty] | 7. | [11 empty] | 0 | 0 | 0 | 0 | 0 | 0 | 0 | 0 | 0 | 0 | 0
1356 | 1375 | [7 empty] | 8. | [11 empty] | 0 | 0 | 0 | 0 | 0 | 0 | 0 | 0 | 0 | 0 | 0 | Mittelwert R'T | #DIV/0! | m²K/W
1356 | 1375 | [7 empty] | 9. | [11 empty] | 0 | 0 | 0 | 0 | 0 | 0 | 0 | 0 | 0 | 0 | 0
1356 | 1375 | [7 empty] | 10. | [11 empty] | 0 | 0 | 0 | 0 | 0 | 0 | 0 | 0 | 0 | 0 | 0 | maximaler relativer Fehler e | #DIV/0!
1356 | 1375
1356 | 1375 | [11 empty] | Wärmedurchlasswiderstand unbeheizter Räume (z.B. Dachraum) Ru : |  | m²K/W |  | Flächenanteile: | 100% |  |  |  | 100% | 0% | 0% | 0 | 0 | 0 | 0 | 0 | 0 | 0
1356 | 1375 | [23 empty] | 0 | 0 | 0 |  |  |  | 0
1356 | 1375 | 64 | - | - | - | [7 empty] | Wärmeübergangswiderstand außen Rse : |  | m²K/W |  | U-Wert: | - |  | W/(m²K) |  |  |  |  | 0 | 0 | 0
1356 | 1375
1356 | 1375
1377 | 1396 | [6 empty] | Lfd.Nr. |  | Bauteil Kürzel | Bauteil-Bezeichnung | [9 empty] | Nebenrechnung:
1377 | 1396 | [6 empty] | 65 | [12 empty] | d in m | lamda in W/(mK) |  |  | R in m²K/W
1377 | 1396 | [20 empty] | Bereich 1 | Bereich 2 | Bereich 3 | Bereich 1 | Bereich 2 | Bereich 3
1377 | 1396 | [11 empty] | Wärmeübergangswiderstand innen Rsi : |  | m²K/W | Dicke d |  | Wärmeleitfähigkeit l in W/(mK) | [6 empty] | 0 | 0 | 0 | 0 | 0 | 0 | 0
1377 | 1396 | [8 empty] | Bereich 1 |  | Bereich 2 | Bereich 3 |  |  | in mm |  | Bereich 1 | Bereich 2 | Bereich 3
1377 | 1396 | [7 empty] | 1. | [11 empty] | 0 | 0 | 0 | 0 | 0 | 0 | 0 | 0 | 0 | 0 | 0
1377 | 1396 | [7 empty] | 2. | [11 empty] | 0 | 0 | 0 | 0 | 0 | 0 | 0 | 0 | 0 | 0 | 0
1377 | 1396 | [7 empty] | 3. | [11 empty] | 0 | 0 | 0 | 0 | 0 | 0 | 0 | 0 | 0 | 0 | 0
1377 | 1396 | [7 empty] | 4. | [11 empty] | 0 | 0 | 0 | 0 | 0 | 0 | 0 | 0 | 0 | 0 | 0
1377 | 1396 | [5 empty] | Skizze |  | 5. | [11 empty] | 0 | 0 | 0 | 0 | 0 | 0 | 0 | 0 | 0 | 0 | 0 | oberer Grenzwert R'T | #DIV/0! | m²K/W | #DIV/0!
1377 | 1396 | [7 empty] | 6. | [11 empty] | 0 | 0 | 0 | 0 | 0 | 0 | 0 | 0 | 0 | 0 | 0 | unterer Grenzwert R''T | 0 | m²K/W | #DIV/0!
1377 | 1396 | [7 empty] | 7. | [11 empty] | 0 | 0 | 0 | 0 | 0 | 0 | 0 | 0 | 0 | 0 | 0
1377 | 1396 | [7 empty] | 8. | [11 empty] | 0 | 0 | 0 | 0 | 0 | 0 | 0 | 0 | 0 | 0 | 0 | Mittelwert R'T | #DIV/0! | m²K/W
1377 | 1396 | [7 empty] | 9. | [11 empty] | 0 | 0 | 0 | 0 | 0 | 0 | 0 | 0 | 0 | 0 | 0
1377 | 1396 | [7 empty] | 10. | [11 empty] | 0 | 0 | 0 | 0 | 0 | 0 | 0 | 0 | 0 | 0 | 0 | maximaler relativer Fehler e | #DIV/0!
1377 | 1396
1377 | 1396 | [11 empty] | Wärmedurchlasswiderstand unbeheizter Räume (z.B. Dachraum) Ru : |  | m²K/W |  | Flächenanteile: | 100% |  |  |  | 100% | 0% | 0% | 0 | 0 | 0 | 0 | 0 | 0 | 0
1377 | 1396 | [23 empty] | 0 | 0 | 0 |  |  |  | 0
1377 | 1396 | 65 | - | - | - | [7 empty] | Wärmeübergangswiderstand außen Rse : |  | m²K/W |  | U-Wert: | - |  | W/(m²K) |  |  |  |  | 0 | 0 | 0
1377 | 1396
1377 | 1396
1398 | 1417 | [6 empty] | Lfd.Nr. |  | Bauteil Kürzel | Bauteil-Bezeichnung | [9 empty] | Nebenrechnung:
1398 | 1417 | [6 empty] | 66 | [12 empty] | d in m | lamda in W/(mK) |  |  | R in m²K/W
1398 | 1417 | [20 empty] | Bereich 1 | Bereich 2 | Bereich 3 | Bereich 1 | Bereich 2 | Bereich 3
1398 | 1417 | [11 empty] | Wärmeübergangswiderstand innen Rsi : |  | m²K/W | Dicke d |  | Wärmeleitfähigkeit l in W/(mK) | [6 empty] | 0 | 0 | 0 | 0 | 0 | 0 | 0
1398 | 1417 | [8 empty] | Bereich 1 |  | Bereich 2 | Bereich 3 |  |  | in mm |  | Bereich 1 | Bereich 2 | Bereich 3
1398 | 1417 | [7 empty] | 1. | [11 empty] | 0 | 0 | 0 | 0 | 0 | 0 | 0 | 0 | 0 | 0 | 0
1398 | 1417 | [7 empty] | 2. | [11 empty] | 0 | 0 | 0 | 0 | 0 | 0 | 0 | 0 | 0 | 0 | 0
1398 | 1417 | [7 empty] | 3. | [11 empty] | 0 | 0 | 0 | 0 | 0 | 0 | 0 | 0 | 0 | 0 | 0
1398 | 1417 | [7 empty] | 4. | [11 empty] | 0 | 0 | 0 | 0 | 0 | 0 | 0 | 0 | 0 | 0 | 0
1398 | 1417 | [5 empty] | Skizze |  | 5. | [11 empty] | 0 | 0 | 0 | 0 | 0 | 0 | 0 | 0 | 0 | 0 | 0 | oberer Grenzwert R'T | #DIV/0! | m²K/W | #DIV/0!
1398 | 1417 | [7 empty] | 6. | [11 empty] | 0 | 0 | 0 | 0 | 0 | 0 | 0 | 0 | 0 | 0 | 0 | unterer Grenzwert R''T | 0 | m²K/W | #DIV/0!
1398 | 1417 | [7 empty] | 7. | [11 empty] | 0 | 0 | 0 | 0 | 0 | 0 | 0 | 0 | 0 | 0 | 0
1398 | 1417 | [7 empty] | 8. | [11 empty] | 0 | 0 | 0 | 0 | 0 | 0 | 0 | 0 | 0 | 0 | 0 | Mittelwert R'T | #DIV/0! | m²K/W
1398 | 1417 | [7 empty] | 9. | [11 empty] | 0 | 0 | 0 | 0 | 0 | 0 | 0 | 0 | 0 | 0 | 0
1398 | 1417 | [7 empty] | 10. | [11 empty] | 0 | 0 | 0 | 0 | 0 | 0 | 0 | 0 | 0 | 0 | 0 | maximaler relativer Fehler e | #DIV/0!
1398 | 1417
1398 | 1417 | [11 empty] | Wärmedurchlasswiderstand unbeheizter Räume (z.B. Dachraum) Ru : |  | m²K/W |  | Flächenanteile: | 100% |  |  |  | 100% | 0% | 0% | 0 | 0 | 0 | 0 | 0 | 0 | 0
1398 | 1417 | [23 empty] | 0 | 0 | 0 |  |  |  | 0
1398 | 1417 | 66 | - | - | - | [7 empty] | Wärmeübergangswiderstand außen Rse : |  | m²K/W |  | U-Wert: | - |  | W/(m²K) |  |  |  |  | 0 | 0 | 0
1398 | 1417
1398 | 1417
1419 | 1438 | [6 empty] | Lfd.Nr. |  | Bauteil Kürzel | Bauteil-Bezeichnung | [9 empty] | Nebenrechnung:
1419 | 1438 | [6 empty] | 67 | [12 empty] | d in m | lamda in W/(mK) |  |  | R in m²K/W
1419 | 1438 | [20 empty] | Bereich 1 | Bereich 2 | Bereich 3 | Bereich 1 | Bereich 2 | Bereich 3
1419 | 1438 | [11 empty] | Wärmeübergangswiderstand innen Rsi : |  | m²K/W | Dicke d |  | Wärmeleitfähigkeit l in W/(mK) | [6 empty] | 0 | 0 | 0 | 0 | 0 | 0 | 0
1419 | 1438 | [8 empty] | Bereich 1 |  | Bereich 2 | Bereich 3 |  |  | in mm |  | Bereich 1 | Bereich 2 | Bereich 3
1419 | 1438 | [7 empty] | 1. | [11 empty] | 0 | 0 | 0 | 0 | 0 | 0 | 0 | 0 | 0 | 0 | 0
1419 | 1438 | [7 empty] | 2. | [11 empty] | 0 | 0 | 0 | 0 | 0 | 0 | 0 | 0 | 0 | 0 | 0
1419 | 1438 | [7 empty] | 3. | [11 empty] | 0 | 0 | 0 | 0 | 0 | 0 | 0 | 0 | 0 | 0 | 0
1419 | 1438 | [7 empty] | 4. | [11 empty] | 0 | 0 | 0 | 0 | 0 | 0 | 0 | 0 | 0 | 0 | 0
1419 | 1438 | [5 empty] | Skizze |  | 5. | [11 empty] | 0 | 0 | 0 | 0 | 0 | 0 | 0 | 0 | 0 | 0 | 0 | oberer Grenzwert R'T | #DIV/0! | m²K/W | #DIV/0!
1419 | 1438 | [7 empty] | 6. | [11 empty] | 0 | 0 | 0 | 0 | 0 | 0 | 0 | 0 | 0 | 0 | 0 | unterer Grenzwert R''T | 0 | m²K/W | #DIV/0!
1419 | 1438 | [7 empty] | 7. | [11 empty] | 0 | 0 | 0 | 0 | 0 | 0 | 0 | 0 | 0 | 0 | 0
1419 | 1438 | [7 empty] | 8. | [11 empty] | 0 | 0 | 0 | 0 | 0 | 0 | 0 | 0 | 0 | 0 | 0 | Mittelwert R'T | #DIV/0! | m²K/W
1419 | 1438 | [7 empty] | 9. | [11 empty] | 0 | 0 | 0 | 0 | 0 | 0 | 0 | 0 | 0 | 0 | 0
1419 | 1438 | [7 empty] | 10. | [11 empty] | 0 | 0 | 0 | 0 | 0 | 0 | 0 | 0 | 0 | 0 | 0 | maximaler relativer Fehler e | #DIV/0!
1419 | 1438
1419 | 1438 | [11 empty] | Wärmedurchlasswiderstand unbeheizter Räume (z.B. Dachraum) Ru : |  | m²K/W |  | Flächenanteile: | 100% |  |  |  | 100% | 0% | 0% | 0 | 0 | 0 | 0 | 0 | 0 | 0
1419 | 1438 | [23 empty] | 0 | 0 | 0 |  |  |  | 0
1419 | 1438 | 67 | - | - | - | [7 empty] | Wärmeübergangswiderstand außen Rse : |  | m²K/W |  | U-Wert: | - |  | W/(m²K) |  |  |  |  | 0 | 0 | 0
1419 | 1438
1419 | 1438
1440 | 1459 | [6 empty] | Lfd.Nr. |  | Bauteil Kürzel | Bauteil-Bezeichnung | [9 empty] | Nebenrechnung:
1440 | 1459 | [6 empty] | 68 | [12 empty] | d in m | lamda in W/(mK) |  |  | R in m²K/W
1440 | 1459 | [20 empty] | Bereich 1 | Bereich 2 | Bereich 3 | Bereich 1 | Bereich 2 | Bereich 3
1440 | 1459 | [11 empty] | Wärmeübergangswiderstand innen Rsi : |  | m²K/W | Dicke d |  | Wärmeleitfähigkeit l in W/(mK) | [6 empty] | 0 | 0 | 0 | 0 | 0 | 0 | 0
1440 | 1459 | [8 empty] | Bereich 1 |  | Bereich 2 | Bereich 3 |  |  | in mm |  | Bereich 1 | Bereich 2 | Bereich 3
1440 | 1459 | [7 empty] | 1. | [11 empty] | 0 | 0 | 0 | 0 | 0 | 0 | 0 | 0 | 0 | 0 | 0
1440 | 1459 | [7 empty] | 2. | [11 empty] | 0 | 0 | 0 | 0 | 0 | 0 | 0 | 0 | 0 | 0 | 0
1440 | 1459 | [7 empty] | 3. | [11 empty] | 0 | 0 | 0 | 0 | 0 | 0 | 0 | 0 | 0 | 0 | 0
1440 | 1459 | [7 empty] | 4. | [11 empty] | 0 | 0 | 0 | 0 | 0 | 0 | 0 | 0 | 0 | 0 | 0
1440 | 1459 | [5 empty] | Skizze |  | 5. | [11 empty] | 0 | 0 | 0 | 0 | 0 | 0 | 0 | 0 | 0 | 0 | 0 | oberer Grenzwert R'T | #DIV/0! | m²K/W | #DIV/0!
1440 | 1459 | [7 empty] | 6. | [11 empty] | 0 | 0 | 0 | 0 | 0 | 0 | 0 | 0 | 0 | 0 | 0 | unterer Grenzwert R''T | 0 | m²K/W | #DIV/0!
1440 | 1459 | [7 empty] | 7. | [11 empty] | 0 | 0 | 0 | 0 | 0 | 0 | 0 | 0 | 0 | 0 | 0
1440 | 1459 | [7 empty] | 8. | [11 empty] | 0 | 0 | 0 | 0 | 0 | 0 | 0 | 0 | 0 | 0 | 0 | Mittelwert R'T | #DIV/0! | m²K/W
1440 | 1459 | [7 empty] | 9. | [11 empty] | 0 | 0 | 0 | 0 | 0 | 0 | 0 | 0 | 0 | 0 | 0
1440 | 1459 | [7 empty] | 10. | [11 empty] | 0 | 0 | 0 | 0 | 0 | 0 | 0 | 0 | 0 | 0 | 0 | maximaler relativer Fehler e | #DIV/0!
1440 | 1459
1440 | 1459 | [11 empty] | Wärmedurchlasswiderstand unbeheizter Räume (z.B. Dachraum) Ru : |  | m²K/W |  | Flächenanteile: | 100% |  |  |  | 100% | 0% | 0% | 0 | 0 | 0 | 0 | 0 | 0 | 0
1440 | 1459 | [23 empty] | 0 | 0 | 0 |  |  |  | 0
1440 | 1459 | 68 | - | - | - | [7 empty] | Wärmeübergangswiderstand außen Rse : |  | m²K/W |  | U-Wert: | - |  | W/(m²K) |  |  |  |  | 0 | 0 | 0
1440 | 1459
1440 | 1459
1461 | 1480 | [6 empty] | Lfd.Nr. |  | Bauteil Kürzel | Bauteil-Bezeichnung | [9 empty] | Nebenrechnung:
1461 | 1480 | [6 empty] | 69 | [12 empty] | d in m | lamda in W/(mK) |  |  | R in m²K/W
1461 | 1480 | [20 empty] | Bereich 1 | Bereich 2 | Bereich 3 | Bereich 1 | Bereich 2 | Bereich 3
1461 | 1480 | [11 empty] | Wärmeübergangswiderstand innen Rsi : |  | m²K/W | Dicke d |  | Wärmeleitfähigkeit l in W/(mK) | [6 empty] | 0 | 0 | 0 | 0 | 0 | 0 | 0
1461 | 1480 | [8 empty] | Bereich 1 |  | Bereich 2 | Bereich 3 |  |  | in mm |  | Bereich 1 | Bereich 2 | Bereich 3
1461 | 1480 | [7 empty] | 1. | [11 empty] | 0 | 0 | 0 | 0 | 0 | 0 | 0 | 0 | 0 | 0 | 0
1461 | 1480 | [7 empty] | 2. | [11 empty] | 0 | 0 | 0 | 0 | 0 | 0 | 0 | 0 | 0 | 0 | 0
1461 | 1480 | [7 empty] | 3. | [11 empty] | 0 | 0 | 0 | 0 | 0 | 0 | 0 | 0 | 0 | 0 | 0
1461 | 1480 | [7 empty] | 4. | [11 empty] | 0 | 0 | 0 | 0 | 0 | 0 | 0 | 0 | 0 | 0 | 0
1461 | 1480 | [5 empty] | Skizze |  | 5. | [11 empty] | 0 | 0 | 0 | 0 | 0 | 0 | 0 | 0 | 0 | 0 | 0 | oberer Grenzwert R'T | #DIV/0! | m²K/W | #DIV/0!
1461 | 1480 | [7 empty] | 6. | [11 empty] | 0 | 0 | 0 | 0 | 0 | 0 | 0 | 0 | 0 | 0 | 0 | unterer Grenzwert R''T | 0 | m²K/W | #DIV/0!
1461 | 1480 | [7 empty] | 7. | [11 empty] | 0 | 0 | 0 | 0 | 0 | 0 | 0 | 0 | 0 | 0 | 0
1461 | 1480 | [7 empty] | 8. | [11 empty] | 0 | 0 | 0 | 0 | 0 | 0 | 0 | 0 | 0 | 0 | 0 | Mittelwert R'T | #DIV/0! | m²K/W
1461 | 1480 | [7 empty] | 9. | [11 empty] | 0 | 0 | 0 | 0 | 0 | 0 | 0 | 0 | 0 | 0 | 0
1461 | 1480 | [7 empty] | 10. | [11 empty] | 0 | 0 | 0 | 0 | 0 | 0 | 0 | 0 | 0 | 0 | 0 | maximaler relativer Fehler e | #DIV/0!
1461 | 1480
1461 | 1480 | [11 empty] | Wärmedurchlasswiderstand unbeheizter Räume (z.B. Dachraum) Ru : |  | m²K/W |  | Flächenanteile: | 100% |  |  |  | 100% | 0% | 0% | 0 | 0 | 0 | 0 | 0 | 0 | 0
1461 | 1480 | [23 empty] | 0 | 0 | 0 |  |  |  | 0
1461 | 1480 | 69 | - | - | - | [7 empty] | Wärmeübergangswiderstand außen Rse : |  | m²K/W |  | U-Wert: | - |  | W/(m²K) |  |  |  |  | 0 | 0 | 0
1461 | 1480
1461 | 1480
1482 | 1501 | [6 empty] | Lfd.Nr. |  | Bauteil Kürzel | Bauteil-Bezeichnung | [9 empty] | Nebenrechnung:
1482 | 1501 | [6 empty] | 70 | [12 empty] | d in m | lamda in W/(mK) |  |  | R in m²K/W
1482 | 1501 | [20 empty] | Bereich 1 | Bereich 2 | Bereich 3 | Bereich 1 | Bereich 2 | Bereich 3
1482 | 1501 | [11 empty] | Wärmeübergangswiderstand innen Rsi : |  | m²K/W | Dicke d |  | Wärmeleitfähigkeit l in W/(mK) | [6 empty] | 0 | 0 | 0 | 0 | 0 | 0 | 0
1482 | 1501 | [8 empty] | Bereich 1 |  | Bereich 2 | Bereich 3 |  |  | in mm |  | Bereich 1 | Bereich 2 | Bereich 3
1482 | 1501 | [7 empty] | 1. | [11 empty] | 0 | 0 | 0 | 0 | 0 | 0 | 0 | 0 | 0 | 0 | 0
1482 | 1501 | [7 empty] | 2. | [11 empty] | 0 | 0 | 0 | 0 | 0 | 0 | 0 | 0 | 0 | 0 | 0
1482 | 1501 | [7 empty] | 3. | [11 empty] | 0 | 0 | 0 | 0 | 0 | 0 | 0 | 0 | 0 | 0 | 0
1482 | 1501 | [7 empty] | 4. | [11 empty] | 0 | 0 | 0 | 0 | 0 | 0 | 0 | 0 | 0 | 0 | 0
1482 | 1501 | [5 empty] | Skizze |  | 5. | [11 empty] | 0 | 0 | 0 | 0 | 0 | 0 | 0 | 0 | 0 | 0 | 0 | oberer Grenzwert R'T | #DIV/0! | m²K/W | #DIV/0!
1482 | 1501 | [7 empty] | 6. | [11 empty] | 0 | 0 | 0 | 0 | 0 | 0 | 0 | 0 | 0 | 0 | 0 | unterer Grenzwert R''T | 0 | m²K/W | #DIV/0!
1482 | 1501 | [7 empty] | 7. | [11 empty] | 0 | 0 | 0 | 0 | 0 | 0 | 0 | 0 | 0 | 0 | 0
1482 | 1501 | [7 empty] | 8. | [11 empty] | 0 | 0 | 0 | 0 | 0 | 0 | 0 | 0 | 0 | 0 | 0 | Mittelwert R'T | #DIV/0! | m²K/W
1482 | 1501 | [7 empty] | 9. | [11 empty] | 0 | 0 | 0 | 0 | 0 | 0 | 0 | 0 | 0 | 0 | 0
1482 | 1501 | [7 empty] | 10. | [11 empty] | 0 | 0 | 0 | 0 | 0 | 0 | 0 | 0 | 0 | 0 | 0 | maximaler relativer Fehler e | #DIV/0!
1482 | 1501
1482 | 1501 | [11 empty] | Wärmedurchlasswiderstand unbeheizter Räume (z.B. Dachraum) Ru : |  | m²K/W |  | Flächenanteile: | 100% |  |  |  | 100% | 0% | 0% | 0 | 0 | 0 | 0 | 0 | 0 | 0
1482 | 1501 | [23 empty] | 0 | 0 | 0 |  |  |  | 0
1482 | 1501 | 70 | - | - | - | [7 empty] | Wärmeübergangswiderstand außen Rse : |  | m²K/W |  | U-Wert: | - |  | W/(m²K) |  |  |  |  | 0 | 0 | 0
1482 | 1501
1482 | 1501
1503 | 1522 | [6 empty] | Lfd.Nr. |  | Bauteil Kürzel | Bauteil-Bezeichnung | [9 empty] | Nebenrechnung:
1503 | 1522 | [6 empty] | 71 | [12 empty] | d in m | lamda in W/(mK) |  |  | R in m²K/W
1503 | 1522 | [20 empty] | Bereich 1 | Bereich 2 | Bereich 3 | Bereich 1 | Bereich 2 | Bereich 3
1503 | 1522 | [11 empty] | Wärmeübergangswiderstand innen Rsi : |  | m²K/W | Dicke d |  | Wärmeleitfähigkeit l in W/(mK) | [6 empty] | 0 | 0 | 0 | 0 | 0 | 0 | 0
1503 | 1522 | [8 empty] | Bereich 1 |  | Bereich 2 | Bereich 3 |  |  | in mm |  | Bereich 1 | Bereich 2 | Bereich 3
1503 | 1522 | [7 empty] | 1. | [11 empty] | 0 | 0 | 0 | 0 | 0 | 0 | 0 | 0 | 0 | 0 | 0
1503 | 1522 | [7 empty] | 2. | [11 empty] | 0 | 0 | 0 | 0 | 0 | 0 | 0 | 0 | 0 | 0 | 0
1503 | 1522 | [7 empty] | 3. | [11 empty] | 0 | 0 | 0 | 0 | 0 | 0 | 0 | 0 | 0 | 0 | 0
1503 | 1522 | [7 empty] | 4. | [11 empty] | 0 | 0 | 0 | 0 | 0 | 0 | 0 | 0 | 0 | 0 | 0
1503 | 1522 | [5 empty] | Skizze |  | 5. | [11 empty] | 0 | 0 | 0 | 0 | 0 | 0 | 0 | 0 | 0 | 0 | 0 | oberer Grenzwert R'T | #DIV/0! | m²K/W | #DIV/0!
1503 | 1522 | [7 empty] | 6. | [11 empty] | 0 | 0 | 0 | 0 | 0 | 0 | 0 | 0 | 0 | 0 | 0 | unterer Grenzwert R''T | 0 | m²K/W | #DIV/0!
1503 | 1522 | [7 empty] | 7. | [11 empty] | 0 | 0 | 0 | 0 | 0 | 0 | 0 | 0 | 0 | 0 | 0
1503 | 1522 | [7 empty] | 8. | [11 empty] | 0 | 0 | 0 | 0 | 0 | 0 | 0 | 0 | 0 | 0 | 0 | Mittelwert R'T | #DIV/0! | m²K/W
1503 | 1522 | [7 empty] | 9. | [11 empty] | 0 | 0 | 0 | 0 | 0 | 0 | 0 | 0 | 0 | 0 | 0
1503 | 1522 | [7 empty] | 10. | [11 empty] | 0 | 0 | 0 | 0 | 0 | 0 | 0 | 0 | 0 | 0 | 0 | maximaler relativer Fehler e | #DIV/0!
1503 | 1522
1503 | 1522 | [11 empty] | Wärmedurchlasswiderstand unbeheizter Räume (z.B. Dachraum) Ru : |  | m²K/W |  | Flächenanteile: | 100% |  |  |  | 100% | 0% | 0% | 0 | 0 | 0 | 0 | 0 | 0 | 0
1503 | 1522 | [23 empty] | 0 | 0 | 0 |  |  |  | 0
1503 | 1522 | 71 | - | - | - | [7 empty] | Wärmeübergangswiderstand außen Rse : |  | m²K/W |  | U-Wert: | - |  | W/(m²K) |  |  |  |  | 0 | 0 | 0
1503 | 1522
1503 | 1522
1524 | 1543 | [6 empty] | Lfd.Nr. |  | Bauteil Kürzel | Bauteil-Bezeichnung | [9 empty] | Nebenrechnung:
1524 | 1543 | [6 empty] | 72 | [12 empty] | d in m | lamda in W/(mK) |  |  | R in m²K/W
1524 | 1543 | [20 empty] | Bereich 1 | Bereich 2 | Bereich 3 | Bereich 1 | Bereich 2 | Bereich 3
1524 | 1543 | [11 empty] | Wärmeübergangswiderstand innen Rsi : |  | m²K/W | Dicke d |  | Wärmeleitfähigkeit l in W/(mK) | [6 empty] | 0 | 0 | 0 | 0 | 0 | 0 | 0
1524 | 1543 | [8 empty] | Bereich 1 |  | Bereich 2 | Bereich 3 |  |  | in mm |  | Bereich 1 | Bereich 2 | Bereich 3
1524 | 1543 | [7 empty] | 1. | [11 empty] | 0 | 0 | 0 | 0 | 0 | 0 | 0 | 0 | 0 | 0 | 0
1524 | 1543 | [7 empty] | 2. | [11 empty] | 0 | 0 | 0 | 0 | 0 | 0 | 0 | 0 | 0 | 0 | 0
1524 | 1543 | [7 empty] | 3. | [11 empty] | 0 | 0 | 0 | 0 | 0 | 0 | 0 | 0 | 0 | 0 | 0
1524 | 1543 | [7 empty] | 4. | [11 empty] | 0 | 0 | 0 | 0 | 0 | 0 | 0 | 0 | 0 | 0 | 0
1524 | 1543 | [5 empty] | Skizze |  | 5. | [11 empty] | 0 | 0 | 0 | 0 | 0 | 0 | 0 | 0 | 0 | 0 | 0 | oberer Grenzwert R'T | #DIV/0! | m²K/W | #DIV/0!
1524 | 1543 | [7 empty] | 6. | [11 empty] | 0 | 0 | 0 | 0 | 0 | 0 | 0 | 0 | 0 | 0 | 0 | unterer Grenzwert R''T | 0 | m²K/W | #DIV/0!
1524 | 1543 | [7 empty] | 7. | [11 empty] | 0 | 0 | 0 | 0 | 0 | 0 | 0 | 0 | 0 | 0 | 0
1524 | 1543 | [7 empty] | 8. | [11 empty] | 0 | 0 | 0 | 0 | 0 | 0 | 0 | 0 | 0 | 0 | 0 | Mittelwert R'T | #DIV/0! | m²K/W
1524 | 1543 | [7 empty] | 9. | [11 empty] | 0 | 0 | 0 | 0 | 0 | 0 | 0 | 0 | 0 | 0 | 0
1524 | 1543 | [7 empty] | 10. | [11 empty] | 0 | 0 | 0 | 0 | 0 | 0 | 0 | 0 | 0 | 0 | 0 | maximaler relativer Fehler e | #DIV/0!
1524 | 1543
1524 | 1543 | [11 empty] | Wärmedurchlasswiderstand unbeheizter Räume (z.B. Dachraum) Ru : |  | m²K/W |  | Flächenanteile: | 100% |  |  |  | 100% | 0% | 0% | 0 | 0 | 0 | 0 | 0 | 0 | 0
1524 | 1543 | [23 empty] | 0 | 0 | 0 |  |  |  | 0
1524 | 1543 | 72 | - | - | - | [7 empty] | Wärmeübergangswiderstand außen Rse : |  | m²K/W |  | U-Wert: | - |  | W/(m²K) |  |  |  |  | 0 | 0 | 0
1524 | 1543
1524 | 1543
1545 | 1564 | [6 empty] | Lfd.Nr. |  | Bauteil Kürzel | Bauteil-Bezeichnung | [9 empty] | Nebenrechnung:
1545 | 1564 | [6 empty] | 73 | [12 empty] | d in m | lamda in W/(mK) |  |  | R in m²K/W
1545 | 1564 | [20 empty] | Bereich 1 | Bereich 2 | Bereich 3 | Bereich 1 | Bereich 2 | Bereich 3
1545 | 1564 | [11 empty] | Wärmeübergangswiderstand innen Rsi : |  | m²K/W | Dicke d |  | Wärmeleitfähigkeit l in W/(mK) | [6 empty] | 0 | 0 | 0 | 0 | 0 | 0 | 0
1545 | 1564 | [8 empty] | Bereich 1 |  | Bereich 2 | Bereich 3 |  |  | in mm |  | Bereich 1 | Bereich 2 | Bereich 3
1545 | 1564 | [7 empty] | 1. | [11 empty] | 0 | 0 | 0 | 0 | 0 | 0 | 0 | 0 | 0 | 0 | 0
1545 | 1564 | [7 empty] | 2. | [11 empty] | 0 | 0 | 0 | 0 | 0 | 0 | 0 | 0 | 0 | 0 | 0
1545 | 1564 | [7 empty] | 3. | [11 empty] | 0 | 0 | 0 | 0 | 0 | 0 | 0 | 0 | 0 | 0 | 0
1545 | 1564 | [7 empty] | 4. | [11 empty] | 0 | 0 | 0 | 0 | 0 | 0 | 0 | 0 | 0 | 0 | 0
1545 | 1564 | [5 empty] | Skizze |  | 5. | [11 empty] | 0 | 0 | 0 | 0 | 0 | 0 | 0 | 0 | 0 | 0 | 0 | oberer Grenzwert R'T | #DIV/0! | m²K/W | #DIV/0!
1545 | 1564 | [7 empty] | 6. | [11 empty] | 0 | 0 | 0 | 0 | 0 | 0 | 0 | 0 | 0 | 0 | 0 | unterer Grenzwert R''T | 0 | m²K/W | #DIV/0!
1545 | 1564 | [7 empty] | 7. | [11 empty] | 0 | 0 | 0 | 0 | 0 | 0 | 0 | 0 | 0 | 0 | 0
1545 | 1564 | [7 empty] | 8. | [11 empty] | 0 | 0 | 0 | 0 | 0 | 0 | 0 | 0 | 0 | 0 | 0 | Mittelwert R'T | #DIV/0! | m²K/W
1545 | 1564 | [7 empty] | 9. | [11 empty] | 0 | 0 | 0 | 0 | 0 | 0 | 0 | 0 | 0 | 0 | 0
1545 | 1564 | [7 empty] | 10. | [11 empty] | 0 | 0 | 0 | 0 | 0 | 0 | 0 | 0 | 0 | 0 | 0 | maximaler relativer Fehler e | #DIV/0!
1545 | 1564
1545 | 1564 | [11 empty] | Wärmedurchlasswiderstand unbeheizter Räume (z.B. Dachraum) Ru : |  | m²K/W |  | Flächenanteile: | 100% |  |  |  | 100% | 0% | 0% | 0 | 0 | 0 | 0 | 0 | 0 | 0
1545 | 1564 | [23 empty] | 0 | 0 | 0 |  |  |  | 0
1545 | 1564 | 73 | - | - | - | [7 empty] | Wärmeübergangswiderstand außen Rse : |  | m²K/W |  | U-Wert: | - |  | W/(m²K) |  |  |  |  | 0 | 0 | 0
1545 | 1564
1545 | 1564
1566 | 1585 | [6 empty] | Lfd.Nr. |  | Bauteil Kürzel | Bauteil-Bezeichnung | [9 empty] | Nebenrechnung:
1566 | 1585 | [6 empty] | 74 | [12 empty] | d in m | lamda in W/(mK) |  |  | R in m²K/W
1566 | 1585 | [20 empty] | Bereich 1 | Bereich 2 | Bereich 3 | Bereich 1 | Bereich 2 | Bereich 3
1566 | 1585 | [11 empty] | Wärmeübergangswiderstand innen Rsi : |  | m²K/W | Dicke d |  | Wärmeleitfähigkeit l in W/(mK) | [6 empty] | 0 | 0 | 0 | 0 | 0 | 0 | 0
1566 | 1585 | [8 empty] | Bereich 1 |  | Bereich 2 | Bereich 3 |  |  | in mm |  | Bereich 1 | Bereich 2 | Bereich 3
1566 | 1585 | [7 empty] | 1. | [11 empty] | 0 | 0 | 0 | 0 | 0 | 0 | 0 | 0 | 0 | 0 | 0
1566 | 1585 | [7 empty] | 2. | [11 empty] | 0 | 0 | 0 | 0 | 0 | 0 | 0 | 0 | 0 | 0 | 0
1566 | 1585 | [7 empty] | 3. | [11 empty] | 0 | 0 | 0 | 0 | 0 | 0 | 0 | 0 | 0 | 0 | 0
1566 | 1585 | [7 empty] | 4. | [11 empty] | 0 | 0 | 0 | 0 | 0 | 0 | 0 | 0 | 0 | 0 | 0
1566 | 1585 | [5 empty] | Skizze |  | 5. | [11 empty] | 0 | 0 | 0 | 0 | 0 | 0 | 0 | 0 | 0 | 0 | 0 | oberer Grenzwert R'T | #DIV/0! | m²K/W | #DIV/0!
1566 | 1585 | [7 empty] | 6. | [11 empty] | 0 | 0 | 0 | 0 | 0 | 0 | 0 | 0 | 0 | 0 | 0 | unterer Grenzwert R''T | 0 | m²K/W | #DIV/0!
1566 | 1585 | [7 empty] | 7. | [11 empty] | 0 | 0 | 0 | 0 | 0 | 0 | 0 | 0 | 0 | 0 | 0
1566 | 1585 | [7 empty] | 8. | [11 empty] | 0 | 0 | 0 | 0 | 0 | 0 | 0 | 0 | 0 | 0 | 0 | Mittelwert R'T | #DIV/0! | m²K/W
1566 | 1585 | [7 empty] | 9. | [11 empty] | 0 | 0 | 0 | 0 | 0 | 0 | 0 | 0 | 0 | 0 | 0
1566 | 1585 | [7 empty] | 10. | [11 empty] | 0 | 0 | 0 | 0 | 0 | 0 | 0 | 0 | 0 | 0 | 0 | maximaler relativer Fehler e | #DIV/0!
1566 | 1585
1566 | 1585 | [11 empty] | Wärmedurchlasswiderstand unbeheizter Räume (z.B. Dachraum) Ru : |  | m²K/W |  | Flächenanteile: | 100% |  |  |  | 100% | 0% | 0% | 0 | 0 | 0 | 0 | 0 | 0 | 0
1566 | 1585 | [23 empty] | 0 | 0 | 0 |  |  |  | 0
1566 | 1585 | 74 | - | - | - | [7 empty] | Wärmeübergangswiderstand außen Rse : |  | m²K/W |  | U-Wert: | - |  | W/(m²K) |  |  |  |  | 0 | 0 | 0
1566 | 1585
1566 | 1585
1587 | 1606 | [6 empty] | Lfd.Nr. |  | Bauteil Kürzel | Bauteil-Bezeichnung | [9 empty] | Nebenrechnung:
1587 | 1606 | [6 empty] | 75 | [12 empty] | d in m | lamda in W/(mK) |  |  | R in m²K/W
1587 | 1606 | [20 empty] | Bereich 1 | Bereich 2 | Bereich 3 | Bereich 1 | Bereich 2 | Bereich 3
1587 | 1606 | [11 empty] | Wärmeübergangswiderstand innen Rsi : |  | m²K/W | Dicke d |  | Wärmeleitfähigkeit l in W/(mK) | [6 empty] | 0 | 0 | 0 | 0 | 0 | 0 | 0
1587 | 1606 | [8 empty] | Bereich 1 |  | Bereich 2 | Bereich 3 |  |  | in mm |  | Bereich 1 | Bereich 2 | Bereich 3
1587 | 1606 | [7 empty] | 1. | [11 empty] | 0 | 0 | 0 | 0 | 0 | 0 | 0 | 0 | 0 | 0 | 0
1587 | 1606 | [7 empty] | 2. | [11 empty] | 0 | 0 | 0 | 0 | 0 | 0 | 0 | 0 | 0 | 0 | 0
1587 | 1606 | [7 empty] | 3. | [11 empty] | 0 | 0 | 0 | 0 | 0 | 0 | 0 | 0 | 0 | 0 | 0
1587 | 1606 | [7 empty] | 4. | [11 empty] | 0 | 0 | 0 | 0 | 0 | 0 | 0 | 0 | 0 | 0 | 0
1587 | 1606 | [5 empty] | Skizze |  | 5. | [11 empty] | 0 | 0 | 0 | 0 | 0 | 0 | 0 | 0 | 0 | 0 | 0 | oberer Grenzwert R'T | #DIV/0! | m²K/W | #DIV/0!
1587 | 1606 | [7 empty] | 6. | [11 empty] | 0 | 0 | 0 | 0 | 0 | 0 | 0 | 0 | 0 | 0 | 0 | unterer Grenzwert R''T | 0 | m²K/W | #DIV/0!
1587 | 1606 | [7 empty] | 7. | [11 empty] | 0 | 0 | 0 | 0 | 0 | 0 | 0 | 0 | 0 | 0 | 0
1587 | 1606 | [7 empty] | 8. | [11 empty] | 0 | 0 | 0 | 0 | 0 | 0 | 0 | 0 | 0 | 0 | 0 | Mittelwert R'T | #DIV/0! | m²K/W
1587 | 1606 | [7 empty] | 9. | [11 empty] | 0 | 0 | 0 | 0 | 0 | 0 | 0 | 0 | 0 | 0 | 0
1587 | 1606 | [7 empty] | 10. | [11 empty] | 0 | 0 | 0 | 0 | 0 | 0 | 0 | 0 | 0 | 0 | 0 | maximaler relativer Fehler e | #DIV/0!
1587 | 1606
1587 | 1606 | [11 empty] | Wärmedurchlasswiderstand unbeheizter Räume (z.B. Dachraum) Ru : |  | m²K/W |  | Flächenanteile: | 100% |  |  |  | 100% | 0% | 0% | 0 | 0 | 0 | 0 | 0 | 0 | 0
1587 | 1606 | [23 empty] | 0 | 0 | 0 |  |  |  | 0
1587 | 1606 | 75 | - | - | - | [7 empty] | Wärmeübergangswiderstand außen Rse : |  | m²K/W |  | U-Wert: | - |  | W/(m²K) |  |  |  |  | 0 | 0 | 0
1587 | 1606
1587 | 1606
1608 | 1627 | [6 empty] | Lfd.Nr. |  | Bauteil Kürzel | Bauteil-Bezeichnung | [9 empty] | Nebenrechnung:
1608 | 1627 | [6 empty] | 76 | [12 empty] | d in m | lamda in W/(mK) |  |  | R in m²K/W
1608 | 1627 | [20 empty] | Bereich 1 | Bereich 2 | Bereich 3 | Bereich 1 | Bereich 2 | Bereich 3
1608 | 1627 | [11 empty] | Wärmeübergangswiderstand innen Rsi : |  | m²K/W | Dicke d |  | Wärmeleitfähigkeit l in W/(mK) | [6 empty] | 0 | 0 | 0 | 0 | 0 | 0 | 0
1608 | 1627 | [8 empty] | Bereich 1 |  | Bereich 2 | Bereich 3 |  |  | in mm |  | Bereich 1 | Bereich 2 | Bereich 3
1608 | 1627 | [7 empty] | 1. | [11 empty] | 0 | 0 | 0 | 0 | 0 | 0 | 0 | 0 | 0 | 0 | 0
1608 | 1627 | [7 empty] | 2. | [11 empty] | 0 | 0 | 0 | 0 | 0 | 0 | 0 | 0 | 0 | 0 | 0
1608 | 1627 | [7 empty] | 3. | [11 empty] | 0 | 0 | 0 | 0 | 0 | 0 | 0 | 0 | 0 | 0 | 0
1608 | 1627 | [7 empty] | 4. | [11 empty] | 0 | 0 | 0 | 0 | 0 | 0 | 0 | 0 | 0 | 0 | 0
1608 | 1627 | [5 empty] | Skizze |  | 5. | [11 empty] | 0 | 0 | 0 | 0 | 0 | 0 | 0 | 0 | 0 | 0 | 0 | oberer Grenzwert R'T | #DIV/0! | m²K/W | #DIV/0!
1608 | 1627 | [7 empty] | 6. | [11 empty] | 0 | 0 | 0 | 0 | 0 | 0 | 0 | 0 | 0 | 0 | 0 | unterer Grenzwert R''T | 0 | m²K/W | #DIV/0!
1608 | 1627 | [7 empty] | 7. | [11 empty] | 0 | 0 | 0 | 0 | 0 | 0 | 0 | 0 | 0 | 0 | 0
1608 | 1627 | [7 empty] | 8. | [11 empty] | 0 | 0 | 0 | 0 | 0 | 0 | 0 | 0 | 0 | 0 | 0 | Mittelwert R'T | #DIV/0! | m²K/W
1608 | 1627 | [7 empty] | 9. | [11 empty] | 0 | 0 | 0 | 0 | 0 | 0 | 0 | 0 | 0 | 0 | 0
1608 | 1627 | [7 empty] | 10. | [11 empty] | 0 | 0 | 0 | 0 | 0 | 0 | 0 | 0 | 0 | 0 | 0 | maximaler relativer Fehler e | #DIV/0!
1608 | 1627
1608 | 1627 | [11 empty] | Wärmedurchlasswiderstand unbeheizter Räume (z.B. Dachraum) Ru : |  | m²K/W |  | Flächenanteile: | 100% |  |  |  | 100% | 0% | 0% | 0 | 0 | 0 | 0 | 0 | 0 | 0
1608 | 1627 | [23 empty] | 0 | 0 | 0 |  |  |  | 0
1608 | 1627 | 76 | - | - | - | [7 empty] | Wärmeübergangswiderstand außen Rse : |  | m²K/W |  | U-Wert: | - |  | W/(m²K) |  |  |  |  | 0 | 0 | 0
1608 | 1627
1608 | 1627
1629 | 1648 | [6 empty] | Lfd.Nr. |  | Bauteil Kürzel | Bauteil-Bezeichnung | [9 empty] | Nebenrechnung:
1629 | 1648 | [6 empty] | 77 | [12 empty] | d in m | lamda in W/(mK) |  |  | R in m²K/W
1629 | 1648 | [20 empty] | Bereich 1 | Bereich 2 | Bereich 3 | Bereich 1 | Bereich 2 | Bereich 3
1629 | 1648 | [11 empty] | Wärmeübergangswiderstand innen Rsi : |  | m²K/W | Dicke d |  | Wärmeleitfähigkeit l in W/(mK) | [6 empty] | 0 | 0 | 0 | 0 | 0 | 0 | 0
1629 | 1648 | [8 empty] | Bereich 1 |  | Bereich 2 | Bereich 3 |  |  | in mm |  | Bereich 1 | Bereich 2 | Bereich 3
1629 | 1648 | [7 empty] | 1. | [11 empty] | 0 | 0 | 0 | 0 | 0 | 0 | 0 | 0 | 0 | 0 | 0
1629 | 1648 | [7 empty] | 2. | [11 empty] | 0 | 0 | 0 | 0 | 0 | 0 | 0 | 0 | 0 | 0 | 0
1629 | 1648 | [7 empty] | 3. | [11 empty] | 0 | 0 | 0 | 0 | 0 | 0 | 0 | 0 | 0 | 0 | 0
1629 | 1648 | [7 empty] | 4. | [11 empty] | 0 | 0 | 0 | 0 | 0 | 0 | 0 | 0 | 0 | 0 | 0
1629 | 1648 | [5 empty] | Skizze |  | 5. | [11 empty] | 0 | 0 | 0 | 0 | 0 | 0 | 0 | 0 | 0 | 0 | 0 | oberer Grenzwert R'T | #DIV/0! | m²K/W | #DIV/0!
1629 | 1648 | [7 empty] | 6. | [11 empty] | 0 | 0 | 0 | 0 | 0 | 0 | 0 | 0 | 0 | 0 | 0 | unterer Grenzwert R''T | 0 | m²K/W | #DIV/0!
1629 | 1648 | [7 empty] | 7. | [11 empty] | 0 | 0 | 0 | 0 | 0 | 0 | 0 | 0 | 0 | 0 | 0
1629 | 1648 | [7 empty] | 8. | [11 empty] | 0 | 0 | 0 | 0 | 0 | 0 | 0 | 0 | 0 | 0 | 0 | Mittelwert R'T | #DIV/0! | m²K/W
1629 | 1648 | [7 empty] | 9. | [11 empty] | 0 | 0 | 0 | 0 | 0 | 0 | 0 | 0 | 0 | 0 | 0
1629 | 1648 | [7 empty] | 10. | [11 empty] | 0 | 0 | 0 | 0 | 0 | 0 | 0 | 0 | 0 | 0 | 0 | maximaler relativer Fehler e | #DIV/0!
1629 | 1648
1629 | 1648 | [11 empty] | Wärmedurchlasswiderstand unbeheizter Räume (z.B. Dachraum) Ru : |  | m²K/W |  | Flächenanteile: | 100% |  |  |  | 100% | 0% | 0% | 0 | 0 | 0 | 0 | 0 | 0 | 0
1629 | 1648 | [23 empty] | 0 | 0 | 0 |  |  |  | 0
1629 | 1648 | 77 | - | - | - | [7 empty] | Wärmeübergangswiderstand außen Rse : |  | m²K/W |  | U-Wert: | - |  | W/(m²K) |  |  |  |  | 0 | 0 | 0
1629 | 1648
1629 | 1648
1650 | 1669 | [6 empty] | Lfd.Nr. |  | Bauteil Kürzel | Bauteil-Bezeichnung | [9 empty] | Nebenrechnung:
1650 | 1669 | [6 empty] | 78 | [12 empty] | d in m | lamda in W/(mK) |  |  | R in m²K/W
1650 | 1669 | [20 empty] | Bereich 1 | Bereich 2 | Bereich 3 | Bereich 1 | Bereich 2 | Bereich 3
1650 | 1669 | [11 empty] | Wärmeübergangswiderstand innen Rsi : |  | m²K/W | Dicke d |  | Wärmeleitfähigkeit l in W/(mK) | [6 empty] | 0 | 0 | 0 | 0 | 0 | 0 | 0
1650 | 1669 | [8 empty] | Bereich 1 |  | Bereich 2 | Bereich 3 |  |  | in mm |  | Bereich 1 | Bereich 2 | Bereich 3
1650 | 1669 | [7 empty] | 1. | [11 empty] | 0 | 0 | 0 | 0 | 0 | 0 | 0 | 0 | 0 | 0 | 0
1650 | 1669 | [7 empty] | 2. | [11 empty] | 0 | 0 | 0 | 0 | 0 | 0 | 0 | 0 | 0 | 0 | 0
1650 | 1669 | [7 empty] | 3. | [11 empty] | 0 | 0 | 0 | 0 | 0 | 0 | 0 | 0 | 0 | 0 | 0
1650 | 1669 | [7 empty] | 4. | [11 empty] | 0 | 0 | 0 | 0 | 0 | 0 | 0 | 0 | 0 | 0 | 0
1650 | 1669 | [5 empty] | Skizze |  | 5. | [11 empty] | 0 | 0 | 0 | 0 | 0 | 0 | 0 | 0 | 0 | 0 | 0 | oberer Grenzwert R'T | #DIV/0! | m²K/W | #DIV/0!
1650 | 1669 | [7 empty] | 6. | [11 empty] | 0 | 0 | 0 | 0 | 0 | 0 | 0 | 0 | 0 | 0 | 0 | unterer Grenzwert R''T | 0 | m²K/W | #DIV/0!
1650 | 1669 | [7 empty] | 7. | [11 empty] | 0 | 0 | 0 | 0 | 0 | 0 | 0 | 0 | 0 | 0 | 0
1650 | 1669 | [7 empty] | 8. | [11 empty] | 0 | 0 | 0 | 0 | 0 | 0 | 0 | 0 | 0 | 0 | 0 | Mittelwert R'T | #DIV/0! | m²K/W
1650 | 1669 | [7 empty] | 9. | [11 empty] | 0 | 0 | 0 | 0 | 0 | 0 | 0 | 0 | 0 | 0 | 0
1650 | 1669 | [7 empty] | 10. | [11 empty] | 0 | 0 | 0 | 0 | 0 | 0 | 0 | 0 | 0 | 0 | 0 | maximaler relativer Fehler e | #DIV/0!
1650 | 1669
1650 | 1669 | [11 empty] | Wärmedurchlasswiderstand unbeheizter Räume (z.B. Dachraum) Ru : |  | m²K/W |  | Flächenanteile: | 100% |  |  |  | 100% | 0% | 0% | 0 | 0 | 0 | 0 | 0 | 0 | 0
1650 | 1669 | [23 empty] | 0 | 0 | 0 |  |  |  | 0
1650 | 1669 | 78 | - | - | - | [7 empty] | Wärmeübergangswiderstand außen Rse : |  | m²K/W |  | U-Wert: | - |  | W/(m²K) |  |  |  |  | 0 | 0 | 0
1650 | 1669
1650 | 1669
1671 | 1690 | [6 empty] | Lfd.Nr. |  | Bauteil Kürzel | Bauteil-Bezeichnung | [9 empty] | Nebenrechnung:
1671 | 1690 | [6 empty] | 79 | [12 empty] | d in m | lamda in W/(mK) |  |  | R in m²K/W
1671 | 1690 | [20 empty] | Bereich 1 | Bereich 2 | Bereich 3 | Bereich 1 | Bereich 2 | Bereich 3
1671 | 1690 | [11 empty] | Wärmeübergangswiderstand innen Rsi : |  | m²K/W | Dicke d |  | Wärmeleitfähigkeit l in W/(mK) | [6 empty] | 0 | 0 | 0 | 0 | 0 | 0 | 0
1671 | 1690 | [8 empty] | Bereich 1 |  | Bereich 2 | Bereich 3 |  |  | in mm |  | Bereich 1 | Bereich 2 | Bereich 3
1671 | 1690 | [7 empty] | 1. | [11 empty] | 0 | 0 | 0 | 0 | 0 | 0 | 0 | 0 | 0 | 0 | 0
1671 | 1690 | [7 empty] | 2. | [11 empty] | 0 | 0 | 0 | 0 | 0 | 0 | 0 | 0 | 0 | 0 | 0
1671 | 1690 | [7 empty] | 3. | [11 empty] | 0 | 0 | 0 | 0 | 0 | 0 | 0 | 0 | 0 | 0 | 0
1671 | 1690 | [7 empty] | 4. | [11 empty] | 0 | 0 | 0 | 0 | 0 | 0 | 0 | 0 | 0 | 0 | 0
1671 | 1690 | [5 empty] | Skizze |  | 5. | [11 empty] | 0 | 0 | 0 | 0 | 0 | 0 | 0 | 0 | 0 | 0 | 0 | oberer Grenzwert R'T | #DIV/0! | m²K/W | #DIV/0!
1671 | 1690 | [7 empty] | 6. | [11 empty] | 0 | 0 | 0 | 0 | 0 | 0 | 0 | 0 | 0 | 0 | 0 | unterer Grenzwert R''T | 0 | m²K/W | #DIV/0!
1671 | 1690 | [7 empty] | 7. | [11 empty] | 0 | 0 | 0 | 0 | 0 | 0 | 0 | 0 | 0 | 0 | 0
1671 | 1690 | [7 empty] | 8. | [11 empty] | 0 | 0 | 0 | 0 | 0 | 0 | 0 | 0 | 0 | 0 | 0 | Mittelwert R'T | #DIV/0! | m²K/W
1671 | 1690 | [7 empty] | 9. | [11 empty] | 0 | 0 | 0 | 0 | 0 | 0 | 0 | 0 | 0 | 0 | 0
1671 | 1690 | [7 empty] | 10. | [11 empty] | 0 | 0 | 0 | 0 | 0 | 0 | 0 | 0 | 0 | 0 | 0 | maximaler relativer Fehler e | #DIV/0!
1671 | 1690
1671 | 1690 | [11 empty] | Wärmedurchlasswiderstand unbeheizter Räume (z.B. Dachraum) Ru : |  | m²K/W |  | Flächenanteile: | 100% |  |  |  | 100% | 0% | 0% | 0 | 0 | 0 | 0 | 0 | 0 | 0
1671 | 1690 | [23 empty] | 0 | 0 | 0 |  |  |  | 0
1671 | 1690 | 79 | - | - | - | [7 empty] | Wärmeübergangswiderstand außen Rse : |  | m²K/W |  | U-Wert: | - |  | W/(m²K) |  |  |  |  | 0 | 0 | 0
1671 | 1690
1671 | 1690
1692 | 1711 | [6 empty] | Lfd.Nr. |  | Bauteil Kürzel | Bauteil-Bezeichnung | [9 empty] | Nebenrechnung:
1692 | 1711 | [6 empty] | 80 | [12 empty] | d in m | lamda in W/(mK) |  |  | R in m²K/W
1692 | 1711 | [20 empty] | Bereich 1 | Bereich 2 | Bereich 3 | Bereich 1 | Bereich 2 | Bereich 3
1692 | 1711 | [11 empty] | Wärmeübergangswiderstand innen Rsi : |  | m²K/W | Dicke d |  | Wärmeleitfähigkeit l in W/(mK) | [6 empty] | 0 | 0 | 0 | 0 | 0 | 0 | 0
1692 | 1711 | [8 empty] | Bereich 1 |  | Bereich 2 | Bereich 3 |  |  | in mm |  | Bereich 1 | Bereich 2 | Bereich 3
1692 | 1711 | [7 empty] | 1. | [11 empty] | 0 | 0 | 0 | 0 | 0 | 0 | 0 | 0 | 0 | 0 | 0
1692 | 1711 | [7 empty] | 2. | [11 empty] | 0 | 0 | 0 | 0 | 0 | 0 | 0 | 0 | 0 | 0 | 0
1692 | 1711 | [7 empty] | 3. | [11 empty] | 0 | 0 | 0 | 0 | 0 | 0 | 0 | 0 | 0 | 0 | 0
1692 | 1711 | [7 empty] | 4. | [11 empty] | 0 | 0 | 0 | 0 | 0 | 0 | 0 | 0 | 0 | 0 | 0
1692 | 1711 | [5 empty] | Skizze |  | 5. | [11 empty] | 0 | 0 | 0 | 0 | 0 | 0 | 0 | 0 | 0 | 0 | 0 | oberer Grenzwert R'T | #DIV/0! | m²K/W | #DIV/0!
1692 | 1711 | [7 empty] | 6. | [11 empty] | 0 | 0 | 0 | 0 | 0 | 0 | 0 | 0 | 0 | 0 | 0 | unterer Grenzwert R''T | 0 | m²K/W | #DIV/0!
1692 | 1711 | [7 empty] | 7. | [11 empty] | 0 | 0 | 0 | 0 | 0 | 0 | 0 | 0 | 0 | 0 | 0
1692 | 1711 | [7 empty] | 8. | [11 empty] | 0 | 0 | 0 | 0 | 0 | 0 | 0 | 0 | 0 | 0 | 0 | Mittelwert R'T | #DIV/0! | m²K/W
1692 | 1711 | [7 empty] | 9. | [11 empty] | 0 | 0 | 0 | 0 | 0 | 0 | 0 | 0 | 0 | 0 | 0
1692 | 1711 | [7 empty] | 10. | [11 empty] | 0 | 0 | 0 | 0 | 0 | 0 | 0 | 0 | 0 | 0 | 0 | maximaler relativer Fehler e | #DIV/0!
1692 | 1711
1692 | 1711 | [11 empty] | Wärmedurchlasswiderstand unbeheizter Räume (z.B. Dachraum) Ru : |  | m²K/W |  | Flächenanteile: | 100% |  |  |  | 100% | 0% | 0% | 0 | 0 | 0 | 0 | 0 | 0 | 0
1692 | 1711 | [23 empty] | 0 | 0 | 0 |  |  |  | 0
1692 | 1711 | 80 | - | - | - | [7 empty] | Wärmeübergangswiderstand außen Rse : |  | m²K/W |  | U-Wert: | - |  | W/(m²K) |  |  |  |  | 0 | 0 | 0
1692 | 1711
1692 | 1711
1713 | 1732 | [6 empty] | Lfd.Nr. |  | Bauteil Kürzel | Bauteil-Bezeichnung | [9 empty] | Nebenrechnung:
1713 | 1732 | [6 empty] | 81 | [12 empty] | d in m | lamda in W/(mK) |  |  | R in m²K/W
1713 | 1732 | [20 empty] | Bereich 1 | Bereich 2 | Bereich 3 | Bereich 1 | Bereich 2 | Bereich 3
1713 | 1732 | [11 empty] | Wärmeübergangswiderstand innen Rsi : |  | m²K/W | Dicke d |  | Wärmeleitfähigkeit l in W/(mK) | [6 empty] | 0 | 0 | 0 | 0 | 0 | 0 | 0
1713 | 1732 | [8 empty] | Bereich 1 |  | Bereich 2 | Bereich 3 |  |  | in mm |  | Bereich 1 | Bereich 2 | Bereich 3
1713 | 1732 | [7 empty] | 1. | [11 empty] | 0 | 0 | 0 | 0 | 0 | 0 | 0 | 0 | 0 | 0 | 0
1713 | 1732 | [7 empty] | 2. | [11 empty] | 0 | 0 | 0 | 0 | 0 | 0 | 0 | 0 | 0 | 0 | 0
1713 | 1732 | [7 empty] | 3. | [11 empty] | 0 | 0 | 0 | 0 | 0 | 0 | 0 | 0 | 0 | 0 | 0
1713 | 1732 | [7 empty] | 4. | [11 empty] | 0 | 0 | 0 | 0 | 0 | 0 | 0 | 0 | 0 | 0 | 0
1713 | 1732 | [5 empty] | Skizze |  | 5. | [11 empty] | 0 | 0 | 0 | 0 | 0 | 0 | 0 | 0 | 0 | 0 | 0 | oberer Grenzwert R'T | #DIV/0! | m²K/W | #DIV/0!
1713 | 1732 | [7 empty] | 6. | [11 empty] | 0 | 0 | 0 | 0 | 0 | 0 | 0 | 0 | 0 | 0 | 0 | unterer Grenzwert R''T | 0 | m²K/W | #DIV/0!
1713 | 1732 | [7 empty] | 7. | [11 empty] | 0 | 0 | 0 | 0 | 0 | 0 | 0 | 0 | 0 | 0 | 0
1713 | 1732 | [7 empty] | 8. | [11 empty] | 0 | 0 | 0 | 0 | 0 | 0 | 0 | 0 | 0 | 0 | 0 | Mittelwert R'T | #DIV/0! | m²K/W
1713 | 1732 | [7 empty] | 9. | [11 empty] | 0 | 0 | 0 | 0 | 0 | 0 | 0 | 0 | 0 | 0 | 0
1713 | 1732 | [7 empty] | 10. | [11 empty] | 0 | 0 | 0 | 0 | 0 | 0 | 0 | 0 | 0 | 0 | 0 | maximaler relativer Fehler e | #DIV/0!
1713 | 1732
1713 | 1732 | [11 empty] | Wärmedurchlasswiderstand unbeheizter Räume (z.B. Dachraum) Ru : |  | m²K/W |  | Flächenanteile: | 100% |  |  |  | 100% | 0% | 0% | 0 | 0 | 0 | 0 | 0 | 0 | 0
1713 | 1732 | [23 empty] | 0 | 0 | 0 |  |  |  | 0
1713 | 1732 | 81 | - | - | - | [7 empty] | Wärmeübergangswiderstand außen Rse : |  | m²K/W |  | U-Wert: | - |  | W/(m²K) |  |  |  |  | 0 | 0 | 0
1713 | 1732
1713 | 1732
1734 | 1753 | [6 empty] | Lfd.Nr. |  | Bauteil Kürzel | Bauteil-Bezeichnung | [9 empty] | Nebenrechnung:
1734 | 1753 | [6 empty] | 82 | [12 empty] | d in m | lamda in W/(mK) |  |  | R in m²K/W
1734 | 1753 | [20 empty] | Bereich 1 | Bereich 2 | Bereich 3 | Bereich 1 | Bereich 2 | Bereich 3
1734 | 1753 | [11 empty] | Wärmeübergangswiderstand innen Rsi : |  | m²K/W | Dicke d |  | Wärmeleitfähigkeit l in W/(mK) | [6 empty] | 0 | 0 | 0 | 0 | 0 | 0 | 0
1734 | 1753 | [8 empty] | Bereich 1 |  | Bereich 2 | Bereich 3 |  |  | in mm |  | Bereich 1 | Bereich 2 | Bereich 3
1734 | 1753 | [7 empty] | 1. | [11 empty] | 0 | 0 | 0 | 0 | 0 | 0 | 0 | 0 | 0 | 0 | 0
1734 | 1753 | [7 empty] | 2. | [11 empty] | 0 | 0 | 0 | 0 | 0 | 0 | 0 | 0 | 0 | 0 | 0
1734 | 1753 | [7 empty] | 3. | [11 empty] | 0 | 0 | 0 | 0 | 0 | 0 | 0 | 0 | 0 | 0 | 0
1734 | 1753 | [7 empty] | 4. | [11 empty] | 0 | 0 | 0 | 0 | 0 | 0 | 0 | 0 | 0 | 0 | 0
1734 | 1753 | [5 empty] | Skizze |  | 5. | [11 empty] | 0 | 0 | 0 | 0 | 0 | 0 | 0 | 0 | 0 | 0 | 0 | oberer Grenzwert R'T | #DIV/0! | m²K/W | #DIV/0!
1734 | 1753 | [7 empty] | 6. | [11 empty] | 0 | 0 | 0 | 0 | 0 | 0 | 0 | 0 | 0 | 0 | 0 | unterer Grenzwert R''T | 0 | m²K/W | #DIV/0!
1734 | 1753 | [7 empty] | 7. | [11 empty] | 0 | 0 | 0 | 0 | 0 | 0 | 0 | 0 | 0 | 0 | 0
1734 | 1753 | [7 empty] | 8. | [11 empty] | 0 | 0 | 0 | 0 | 0 | 0 | 0 | 0 | 0 | 0 | 0 | Mittelwert R'T | #DIV/0! | m²K/W
1734 | 1753 | [7 empty] | 9. | [11 empty] | 0 | 0 | 0 | 0 | 0 | 0 | 0 | 0 | 0 | 0 | 0
1734 | 1753 | [7 empty] | 10. | [11 empty] | 0 | 0 | 0 | 0 | 0 | 0 | 0 | 0 | 0 | 0 | 0 | maximaler relativer Fehler e | #DIV/0!
1734 | 1753
1734 | 1753 | [11 empty] | Wärmedurchlasswiderstand unbeheizter Räume (z.B. Dachraum) Ru : |  | m²K/W |  | Flächenanteile: | 100% |  |  |  | 100% | 0% | 0% | 0 | 0 | 0 | 0 | 0 | 0 | 0
1734 | 1753 | [23 empty] | 0 | 0 | 0 |  |  |  | 0
1734 | 1753 | 82 | - | - | - | [7 empty] | Wärmeübergangswiderstand außen Rse : |  | m²K/W |  | U-Wert: | - |  | W/(m²K) |  |  |  |  | 0 | 0 | 0
1734 | 1753
1734 | 1753
1755 | 1774 | [6 empty] | Lfd.Nr. |  | Bauteil Kürzel | Bauteil-Bezeichnung | [9 empty] | Nebenrechnung:
1755 | 1774 | [6 empty] | 83 | [12 empty] | d in m | lamda in W/(mK) |  |  | R in m²K/W
1755 | 1774 | [20 empty] | Bereich 1 | Bereich 2 | Bereich 3 | Bereich 1 | Bereich 2 | Bereich 3
1755 | 1774 | [11 empty] | Wärmeübergangswiderstand innen Rsi : |  | m²K/W | Dicke d |  | Wärmeleitfähigkeit l in W/(mK) | [6 empty] | 0 | 0 | 0 | 0 | 0 | 0 | 0
1755 | 1774 | [8 empty] | Bereich 1 |  | Bereich 2 | Bereich 3 |  |  | in mm |  | Bereich 1 | Bereich 2 | Bereich 3
1755 | 1774 | [7 empty] | 1. | [11 empty] | 0 | 0 | 0 | 0 | 0 | 0 | 0 | 0 | 0 | 0 | 0
1755 | 1774 | [7 empty] | 2. | [11 empty] | 0 | 0 | 0 | 0 | 0 | 0 | 0 | 0 | 0 | 0 | 0
1755 | 1774 | [7 empty] | 3. | [11 empty] | 0 | 0 | 0 | 0 | 0 | 0 | 0 | 0 | 0 | 0 | 0
1755 | 1774 | [7 empty] | 4. | [11 empty] | 0 | 0 | 0 | 0 | 0 | 0 | 0 | 0 | 0 | 0 | 0
1755 | 1774 | [5 empty] | Skizze |  | 5. | [11 empty] | 0 | 0 | 0 | 0 | 0 | 0 | 0 | 0 | 0 | 0 | 0 | oberer Grenzwert R'T | #DIV/0! | m²K/W | #DIV/0!
1755 | 1774 | [7 empty] | 6. | [11 empty] | 0 | 0 | 0 | 0 | 0 | 0 | 0 | 0 | 0 | 0 | 0 | unterer Grenzwert R''T | 0 | m²K/W | #DIV/0!
1755 | 1774 | [7 empty] | 7. | [11 empty] | 0 | 0 | 0 | 0 | 0 | 0 | 0 | 0 | 0 | 0 | 0
1755 | 1774 | [7 empty] | 8. | [11 empty] | 0 | 0 | 0 | 0 | 0 | 0 | 0 | 0 | 0 | 0 | 0 | Mittelwert R'T | #DIV/0! | m²K/W
1755 | 1774 | [7 empty] | 9. | [11 empty] | 0 | 0 | 0 | 0 | 0 | 0 | 0 | 0 | 0 | 0 | 0
1755 | 1774 | [7 empty] | 10. | [11 empty] | 0 | 0 | 0 | 0 | 0 | 0 | 0 | 0 | 0 | 0 | 0 | maximaler relativer Fehler e | #DIV/0!
1755 | 1774
1755 | 1774 | [11 empty] | Wärmedurchlasswiderstand unbeheizter Räume (z.B. Dachraum) Ru : |  | m²K/W |  | Flächenanteile: | 100% |  |  |  | 100% | 0% | 0% | 0 | 0 | 0 | 0 | 0 | 0 | 0
1755 | 1774 | [23 empty] | 0 | 0 | 0 |  |  |  | 0
1755 | 1774 | 83 | - | - | - | [7 empty] | Wärmeübergangswiderstand außen Rse : |  | m²K/W |  | U-Wert: | - |  | W/(m²K) |  |  |  |  | 0 | 0 | 0
1755 | 1774
1755 | 1774
1776 | 1795 | [6 empty] | Lfd.Nr. |  | Bauteil Kürzel | Bauteil-Bezeichnung | [9 empty] | Nebenrechnung:
1776 | 1795 | [6 empty] | 84 | [12 empty] | d in m | lamda in W/(mK) |  |  | R in m²K/W
1776 | 1795 | [20 empty] | Bereich 1 | Bereich 2 | Bereich 3 | Bereich 1 | Bereich 2 | Bereich 3
1776 | 1795 | [11 empty] | Wärmeübergangswiderstand innen Rsi : |  | m²K/W | Dicke d |  | Wärmeleitfähigkeit l in W/(mK) | [6 empty] | 0 | 0 | 0 | 0 | 0 | 0 | 0
1776 | 1795 | [8 empty] | Bereich 1 |  | Bereich 2 | Bereich 3 |  |  | in mm |  | Bereich 1 | Bereich 2 | Bereich 3
1776 | 1795 | [7 empty] | 1. | [11 empty] | 0 | 0 | 0 | 0 | 0 | 0 | 0 | 0 | 0 | 0 | 0
1776 | 1795 | [7 empty] | 2. | [11 empty] | 0 | 0 | 0 | 0 | 0 | 0 | 0 | 0 | 0 | 0 | 0
1776 | 1795 | [7 empty] | 3. | [11 empty] | 0 | 0 | 0 | 0 | 0 | 0 | 0 | 0 | 0 | 0 | 0
1776 | 1795 | [7 empty] | 4. | [11 empty] | 0 | 0 | 0 | 0 | 0 | 0 | 0 | 0 | 0 | 0 | 0
1776 | 1795 | [5 empty] | Skizze |  | 5. | [11 empty] | 0 | 0 | 0 | 0 | 0 | 0 | 0 | 0 | 0 | 0 | 0 | oberer Grenzwert R'T | #DIV/0! | m²K/W | #DIV/0!
1776 | 1795 | [7 empty] | 6. | [11 empty] | 0 | 0 | 0 | 0 | 0 | 0 | 0 | 0 | 0 | 0 | 0 | unterer Grenzwert R''T | 0 | m²K/W | #DIV/0!
1776 | 1795 | [7 empty] | 7. | [11 empty] | 0 | 0 | 0 | 0 | 0 | 0 | 0 | 0 | 0 | 0 | 0
1776 | 1795 | [7 empty] | 8. | [11 empty] | 0 | 0 | 0 | 0 | 0 | 0 | 0 | 0 | 0 | 0 | 0 | Mittelwert R'T | #DIV/0! | m²K/W
1776 | 1795 | [7 empty] | 9. | [11 empty] | 0 | 0 | 0 | 0 | 0 | 0 | 0 | 0 | 0 | 0 | 0
1776 | 1795 | [7 empty] | 10. | [11 empty] | 0 | 0 | 0 | 0 | 0 | 0 | 0 | 0 | 0 | 0 | 0 | maximaler relativer Fehler e | #DIV/0!
1776 | 1795
1776 | 1795 | [11 empty] | Wärmedurchlasswiderstand unbeheizter Räume (z.B. Dachraum) Ru : |  | m²K/W |  | Flächenanteile: | 100% |  |  |  | 100% | 0% | 0% | 0 | 0 | 0 | 0 | 0 | 0 | 0
1776 | 1795 | [23 empty] | 0 | 0 | 0 |  |  |  | 0
1776 | 1795 | 84 | - | - | - | [7 empty] | Wärmeübergangswiderstand außen Rse : |  | m²K/W |  | U-Wert: | - |  | W/(m²K) |  |  |  |  | 0 | 0 | 0
1776 | 1795
1776 | 1795
1797 | 1816 | [6 empty] | Lfd.Nr. |  | Bauteil Kürzel | Bauteil-Bezeichnung | [9 empty] | Nebenrechnung:
1797 | 1816 | [6 empty] | 85 | [12 empty] | d in m | lamda in W/(mK) |  |  | R in m²K/W
1797 | 1816 | [20 empty] | Bereich 1 | Bereich 2 | Bereich 3 | Bereich 1 | Bereich 2 | Bereich 3
1797 | 1816 | [11 empty] | Wärmeübergangswiderstand innen Rsi : |  | m²K/W | Dicke d |  | Wärmeleitfähigkeit l in W/(mK) | [6 empty] | 0 | 0 | 0 | 0 | 0 | 0 | 0
1797 | 1816 | [8 empty] | Bereich 1 |  | Bereich 2 | Bereich 3 |  |  | in mm |  | Bereich 1 | Bereich 2 | Bereich 3
1797 | 1816 | [7 empty] | 1. | [11 empty] | 0 | 0 | 0 | 0 | 0 | 0 | 0 | 0 | 0 | 0 | 0
1797 | 1816 | [7 empty] | 2. | [11 empty] | 0 | 0 | 0 | 0 | 0 | 0 | 0 | 0 | 0 | 0 | 0
1797 | 1816 | [7 empty] | 3. | [11 empty] | 0 | 0 | 0 | 0 | 0 | 0 | 0 | 0 | 0 | 0 | 0
1797 | 1816 | [7 empty] | 4. | [11 empty] | 0 | 0 | 0 | 0 | 0 | 0 | 0 | 0 | 0 | 0 | 0
1797 | 1816 | [5 empty] | Skizze |  | 5. | [11 empty] | 0 | 0 | 0 | 0 | 0 | 0 | 0 | 0 | 0 | 0 | 0 | oberer Grenzwert R'T | #DIV/0! | m²K/W | #DIV/0!
1797 | 1816 | [7 empty] | 6. | [11 empty] | 0 | 0 | 0 | 0 | 0 | 0 | 0 | 0 | 0 | 0 | 0 | unterer Grenzwert R''T | 0 | m²K/W | #DIV/0!
1797 | 1816 | [7 empty] | 7. | [11 empty] | 0 | 0 | 0 | 0 | 0 | 0 | 0 | 0 | 0 | 0 | 0
1797 | 1816 | [7 empty] | 8. | [11 empty] | 0 | 0 | 0 | 0 | 0 | 0 | 0 | 0 | 0 | 0 | 0 | Mittelwert R'T | #DIV/0! | m²K/W
1797 | 1816 | [7 empty] | 9. | [11 empty] | 0 | 0 | 0 | 0 | 0 | 0 | 0 | 0 | 0 | 0 | 0
1797 | 1816 | [7 empty] | 10. | [11 empty] | 0 | 0 | 0 | 0 | 0 | 0 | 0 | 0 | 0 | 0 | 0 | maximaler relativer Fehler e | #DIV/0!
1797 | 1816
1797 | 1816 | [11 empty] | Wärmedurchlasswiderstand unbeheizter Räume (z.B. Dachraum) Ru : |  | m²K/W |  | Flächenanteile: | 100% |  |  |  | 100% | 0% | 0% | 0 | 0 | 0 | 0 | 0 | 0 | 0
1797 | 1816 | [23 empty] | 0 | 0 | 0 |  |  |  | 0
1797 | 1816 | 85 | - | - | - | [7 empty] | Wärmeübergangswiderstand außen Rse : |  | m²K/W |  | U-Wert: | - |  | W/(m²K) |  |  |  |  | 0 | 0 | 0
1797 | 1816
1797 | 1816
1818 | 1837 | [6 empty] | Lfd.Nr. |  | Bauteil Kürzel | Bauteil-Bezeichnung | [9 empty] | Nebenrechnung:
1818 | 1837 | [6 empty] | 86 | [12 empty] | d in m | lamda in W/(mK) |  |  | R in m²K/W
1818 | 1837 | [20 empty] | Bereich 1 | Bereich 2 | Bereich 3 | Bereich 1 | Bereich 2 | Bereich 3
1818 | 1837 | [11 empty] | Wärmeübergangswiderstand innen Rsi : |  | m²K/W | Dicke d |  | Wärmeleitfähigkeit l in W/(mK) | [6 empty] | 0 | 0 | 0 | 0 | 0 | 0 | 0
1818 | 1837 | [8 empty] | Bereich 1 |  | Bereich 2 | Bereich 3 |  |  | in mm |  | Bereich 1 | Bereich 2 | Bereich 3
1818 | 1837 | [7 empty] | 1. | [11 empty] | 0 | 0 | 0 | 0 | 0 | 0 | 0 | 0 | 0 | 0 | 0
1818 | 1837 | [7 empty] | 2. | [11 empty] | 0 | 0 | 0 | 0 | 0 | 0 | 0 | 0 | 0 | 0 | 0
1818 | 1837 | [7 empty] | 3. | [11 empty] | 0 | 0 | 0 | 0 | 0 | 0 | 0 | 0 | 0 | 0 | 0
1818 | 1837 | [7 empty] | 4. | [11 empty] | 0 | 0 | 0 | 0 | 0 | 0 | 0 | 0 | 0 | 0 | 0
1818 | 1837 | [5 empty] | Skizze |  | 5. | [11 empty] | 0 | 0 | 0 | 0 | 0 | 0 | 0 | 0 | 0 | 0 | 0 | oberer Grenzwert R'T | #DIV/0! | m²K/W | #DIV/0!
1818 | 1837 | [7 empty] | 6. | [11 empty] | 0 | 0 | 0 | 0 | 0 | 0 | 0 | 0 | 0 | 0 | 0 | unterer Grenzwert R''T | 0 | m²K/W | #DIV/0!
1818 | 1837 | [7 empty] | 7. | [11 empty] | 0 | 0 | 0 | 0 | 0 | 0 | 0 | 0 | 0 | 0 | 0
1818 | 1837 | [7 empty] | 8. | [11 empty] | 0 | 0 | 0 | 0 | 0 | 0 | 0 | 0 | 0 | 0 | 0 | Mittelwert R'T | #DIV/0! | m²K/W
1818 | 1837 | [7 empty] | 9. | [11 empty] | 0 | 0 | 0 | 0 | 0 | 0 | 0 | 0 | 0 | 0 | 0
1818 | 1837 | [7 empty] | 10. | [11 empty] | 0 | 0 | 0 | 0 | 0 | 0 | 0 | 0 | 0 | 0 | 0 | maximaler relativer Fehler e | #DIV/0!
1818 | 1837
1818 | 1837 | [11 empty] | Wärmedurchlasswiderstand unbeheizter Räume (z.B. Dachraum) Ru : |  | m²K/W |  | Flächenanteile: | 100% |  |  |  | 100% | 0% | 0% | 0 | 0 | 0 | 0 | 0 | 0 | 0
1818 | 1837 | [23 empty] | 0 | 0 | 0 |  |  |  | 0
1818 | 1837 | 86 | - | - | - | [7 empty] | Wärmeübergangswiderstand außen Rse : |  | m²K/W |  | U-Wert: | - |  | W/(m²K) |  |  |  |  | 0 | 0 | 0
1818 | 1837
1818 | 1837
1839 | 1858 | [6 empty] | Lfd.Nr. |  | Bauteil Kürzel | Bauteil-Bezeichnung | [9 empty] | Nebenrechnung:
1839 | 1858 | [6 empty] | 87 | [12 empty] | d in m | lamda in W/(mK) |  |  | R in m²K/W
1839 | 1858 | [20 empty] | Bereich 1 | Bereich 2 | Bereich 3 | Bereich 1 | Bereich 2 | Bereich 3
1839 | 1858 | [11 empty] | Wärmeübergangswiderstand innen Rsi : |  | m²K/W | Dicke d |  | Wärmeleitfähigkeit l in W/(mK) | [6 empty] | 0 | 0 | 0 | 0 | 0 | 0 | 0
1839 | 1858 | [8 empty] | Bereich 1 |  | Bereich 2 | Bereich 3 |  |  | in mm |  | Bereich 1 | Bereich 2 | Bereich 3
1839 | 1858 | [7 empty] | 1. | [11 empty] | 0 | 0 | 0 | 0 | 0 | 0 | 0 | 0 | 0 | 0 | 0
1839 | 1858 | [7 empty] | 2. | [11 empty] | 0 | 0 | 0 | 0 | 0 | 0 | 0 | 0 | 0 | 0 | 0
1839 | 1858 | [7 empty] | 3. | [11 empty] | 0 | 0 | 0 | 0 | 0 | 0 | 0 | 0 | 0 | 0 | 0
1839 | 1858 | [7 empty] | 4. | [11 empty] | 0 | 0 | 0 | 0 | 0 | 0 | 0 | 0 | 0 | 0 | 0
1839 | 1858 | [5 empty] | Skizze |  | 5. | [11 empty] | 0 | 0 | 0 | 0 | 0 | 0 | 0 | 0 | 0 | 0 | 0 | oberer Grenzwert R'T | #DIV/0! | m²K/W | #DIV/0!
1839 | 1858 | [7 empty] | 6. | [11 empty] | 0 | 0 | 0 | 0 | 0 | 0 | 0 | 0 | 0 | 0 | 0 | unterer Grenzwert R''T | 0 | m²K/W | #DIV/0!
1839 | 1858 | [7 empty] | 7. | [11 empty] | 0 | 0 | 0 | 0 | 0 | 0 | 0 | 0 | 0 | 0 | 0
1839 | 1858 | [7 empty] | 8. | [11 empty] | 0 | 0 | 0 | 0 | 0 | 0 | 0 | 0 | 0 | 0 | 0 | Mittelwert R'T | #DIV/0! | m²K/W
1839 | 1858 | [7 empty] | 9. | [11 empty] | 0 | 0 | 0 | 0 | 0 | 0 | 0 | 0 | 0 | 0 | 0
1839 | 1858 | [7 empty] | 10. | [11 empty] | 0 | 0 | 0 | 0 | 0 | 0 | 0 | 0 | 0 | 0 | 0 | maximaler relativer Fehler e | #DIV/0!
1839 | 1858
1839 | 1858 | [11 empty] | Wärmedurchlasswiderstand unbeheizter Räume (z.B. Dachraum) Ru : |  | m²K/W |  | Flächenanteile: | 100% |  |  |  | 100% | 0% | 0% | 0 | 0 | 0 | 0 | 0 | 0 | 0
1839 | 1858 | [23 empty] | 0 | 0 | 0 |  |  |  | 0
1839 | 1858 | 87 | - | - | - | [7 empty] | Wärmeübergangswiderstand außen Rse : |  | m²K/W |  | U-Wert: | - |  | W/(m²K) |  |  |  |  | 0 | 0 | 0
1839 | 1858
1839 | 1858
1860 | 1879 | [6 empty] | Lfd.Nr. |  | Bauteil Kürzel | Bauteil-Bezeichnung | [9 empty] | Nebenrechnung:
1860 | 1879 | [6 empty] | 88 | [12 empty] | d in m | lamda in W/(mK) |  |  | R in m²K/W
1860 | 1879 | [20 empty] | Bereich 1 | Bereich 2 | Bereich 3 | Bereich 1 | Bereich 2 | Bereich 3
1860 | 1879 | [11 empty] | Wärmeübergangswiderstand innen Rsi : |  | m²K/W | Dicke d |  | Wärmeleitfähigkeit l in W/(mK) | [6 empty] | 0 | 0 | 0 | 0 | 0 | 0 | 0
1860 | 1879 | [8 empty] | Bereich 1 |  | Bereich 2 | Bereich 3 |  |  | in mm |  | Bereich 1 | Bereich 2 | Bereich 3
1860 | 1879 | [7 empty] | 1. | [11 empty] | 0 | 0 | 0 | 0 | 0 | 0 | 0 | 0 | 0 | 0 | 0
1860 | 1879 | [7 empty] | 2. | [11 empty] | 0 | 0 | 0 | 0 | 0 | 0 | 0 | 0 | 0 | 0 | 0
1860 | 1879 | [7 empty] | 3. | [11 empty] | 0 | 0 | 0 | 0 | 0 | 0 | 0 | 0 | 0 | 0 | 0
1860 | 1879 | [7 empty] | 4. | [11 empty] | 0 | 0 | 0 | 0 | 0 | 0 | 0 | 0 | 0 | 0 | 0
1860 | 1879 | [5 empty] | Skizze |  | 5. | [11 empty] | 0 | 0 | 0 | 0 | 0 | 0 | 0 | 0 | 0 | 0 | 0 | oberer Grenzwert R'T | #DIV/0! | m²K/W | #DIV/0!
1860 | 1879 | [7 empty] | 6. | [11 empty] | 0 | 0 | 0 | 0 | 0 | 0 | 0 | 0 | 0 | 0 | 0 | unterer Grenzwert R''T | 0 | m²K/W | #DIV/0!
1860 | 1879 | [7 empty] | 7. | [11 empty] | 0 | 0 | 0 | 0 | 0 | 0 | 0 | 0 | 0 | 0 | 0
1860 | 1879 | [7 empty] | 8. | [11 empty] | 0 | 0 | 0 | 0 | 0 | 0 | 0 | 0 | 0 | 0 | 0 | Mittelwert R'T | #DIV/0! | m²K/W
1860 | 1879 | [7 empty] | 9. | [11 empty] | 0 | 0 | 0 | 0 | 0 | 0 | 0 | 0 | 0 | 0 | 0
1860 | 1879 | [7 empty] | 10. | [11 empty] | 0 | 0 | 0 | 0 | 0 | 0 | 0 | 0 | 0 | 0 | 0 | maximaler relativer Fehler e | #DIV/0!
1860 | 1879
1860 | 1879 | [11 empty] | Wärmedurchlasswiderstand unbeheizter Räume (z.B. Dachraum) Ru : |  | m²K/W |  | Flächenanteile: | 100% |  |  |  | 100% | 0% | 0% | 0 | 0 | 0 | 0 | 0 | 0 | 0
1860 | 1879 | [23 empty] | 0 | 0 | 0 |  |  |  | 0
1860 | 1879 | 88 | - | - | - | [7 empty] | Wärmeübergangswiderstand außen Rse : |  | m²K/W |  | U-Wert: | - |  | W/(m²K) |  |  |  |  | 0 | 0 | 0
1860 | 1879
1860 | 1879
1881 | 1900 | [6 empty] | Lfd.Nr. |  | Bauteil Kürzel | Bauteil-Bezeichnung | [9 empty] | Nebenrechnung:
1881 | 1900 | [6 empty] | 89 | [12 empty] | d in m | lamda in W/(mK) |  |  | R in m²K/W
1881 | 1900 | [20 empty] | Bereich 1 | Bereich 2 | Bereich 3 | Bereich 1 | Bereich 2 | Bereich 3
1881 | 1900 | [11 empty] | Wärmeübergangswiderstand innen Rsi : |  | m²K/W | Dicke d |  | Wärmeleitfähigkeit l in W/(mK) | [6 empty] | 0 | 0 | 0 | 0 | 0 | 0 | 0
1881 | 1900 | [8 empty] | Bereich 1 |  | Bereich 2 | Bereich 3 |  |  | in mm |  | Bereich 1 | Bereich 2 | Bereich 3
1881 | 1900 | [7 empty] | 1. | [11 empty] | 0 | 0 | 0 | 0 | 0 | 0 | 0 | 0 | 0 | 0 | 0
1881 | 1900 | [7 empty] | 2. | [11 empty] | 0 | 0 | 0 | 0 | 0 | 0 | 0 | 0 | 0 | 0 | 0
1881 | 1900 | [7 empty] | 3. | [11 empty] | 0 | 0 | 0 | 0 | 0 | 0 | 0 | 0 | 0 | 0 | 0
1881 | 1900 | [7 empty] | 4. | [11 empty] | 0 | 0 | 0 | 0 | 0 | 0 | 0 | 0 | 0 | 0 | 0
1881 | 1900 | [5 empty] | Skizze |  | 5. | [11 empty] | 0 | 0 | 0 | 0 | 0 | 0 | 0 | 0 | 0 | 0 | 0 | oberer Grenzwert R'T | #DIV/0! | m²K/W | #DIV/0!
1881 | 1900 | [7 empty] | 6. | [11 empty] | 0 | 0 | 0 | 0 | 0 | 0 | 0 | 0 | 0 | 0 | 0 | unterer Grenzwert R''T | 0 | m²K/W | #DIV/0!
1881 | 1900 | [7 empty] | 7. | [11 empty] | 0 | 0 | 0 | 0 | 0 | 0 | 0 | 0 | 0 | 0 | 0
1881 | 1900 | [7 empty] | 8. | [11 empty] | 0 | 0 | 0 | 0 | 0 | 0 | 0 | 0 | 0 | 0 | 0 | Mittelwert R'T | #DIV/0! | m²K/W
1881 | 1900 | [7 empty] | 9. | [11 empty] | 0 | 0 | 0 | 0 | 0 | 0 | 0 | 0 | 0 | 0 | 0
1881 | 1900 | [7 empty] | 10. | [11 empty] | 0 | 0 | 0 | 0 | 0 | 0 | 0 | 0 | 0 | 0 | 0 | maximaler relativer Fehler e | #DIV/0!
1881 | 1900
1881 | 1900 | [11 empty] | Wärmedurchlasswiderstand unbeheizter Räume (z.B. Dachraum) Ru : |  | m²K/W |  | Flächenanteile: | 100% |  |  |  | 100% | 0% | 0% | 0 | 0 | 0 | 0 | 0 | 0 | 0
1881 | 1900 | [23 empty] | 0 | 0 | 0 |  |  |  | 0
1881 | 1900 | 89 | - | - | - | [7 empty] | Wärmeübergangswiderstand außen Rse : |  | m²K/W |  | U-Wert: | - |  | W/(m²K) |  |  |  |  | 0 | 0 | 0
1881 | 1900
1881 | 1900
1902 | 1921 | [6 empty] | Lfd.Nr. |  | Bauteil Kürzel | Bauteil-Bezeichnung | [9 empty] | Nebenrechnung:
1902 | 1921 | [6 empty] | 90 | [12 empty] | d in m | lamda in W/(mK) |  |  | R in m²K/W
1902 | 1921 | [20 empty] | Bereich 1 | Bereich 2 | Bereich 3 | Bereich 1 | Bereich 2 | Bereich 3
1902 | 1921 | [11 empty] | Wärmeübergangswiderstand innen Rsi : |  | m²K/W | Dicke d |  | Wärmeleitfähigkeit l in W/(mK) | [6 empty] | 0 | 0 | 0 | 0 | 0 | 0 | 0
1902 | 1921 | [8 empty] | Bereich 1 |  | Bereich 2 | Bereich 3 |  |  | in mm |  | Bereich 1 | Bereich 2 | Bereich 3
1902 | 1921 | [7 empty] | 1. | [11 empty] | 0 | 0 | 0 | 0 | 0 | 0 | 0 | 0 | 0 | 0 | 0
1902 | 1921 | [7 empty] | 2. | [11 empty] | 0 | 0 | 0 | 0 | 0 | 0 | 0 | 0 | 0 | 0 | 0
1902 | 1921 | [7 empty] | 3. | [11 empty] | 0 | 0 | 0 | 0 | 0 | 0 | 0 | 0 | 0 | 0 | 0
1902 | 1921 | [7 empty] | 4. | [11 empty] | 0 | 0 | 0 | 0 | 0 | 0 | 0 | 0 | 0 | 0 | 0
1902 | 1921 | [5 empty] | Skizze |  | 5. | [11 empty] | 0 | 0 | 0 | 0 | 0 | 0 | 0 | 0 | 0 | 0 | 0 | oberer Grenzwert R'T | #DIV/0! | m²K/W | #DIV/0!
1902 | 1921 | [7 empty] | 6. | [11 empty] | 0 | 0 | 0 | 0 | 0 | 0 | 0 | 0 | 0 | 0 | 0 | unterer Grenzwert R''T | 0 | m²K/W | #DIV/0!
1902 | 1921 | [7 empty] | 7. | [11 empty] | 0 | 0 | 0 | 0 | 0 | 0 | 0 | 0 | 0 | 0 | 0
1902 | 1921 | [7 empty] | 8. | [11 empty] | 0 | 0 | 0 | 0 | 0 | 0 | 0 | 0 | 0 | 0 | 0 | Mittelwert R'T | #DIV/0! | m²K/W
1902 | 1921 | [7 empty] | 9. | [11 empty] | 0 | 0 | 0 | 0 | 0 | 0 | 0 | 0 | 0 | 0 | 0
1902 | 1921 | [7 empty] | 10. | [11 empty] | 0 | 0 | 0 | 0 | 0 | 0 | 0 | 0 | 0 | 0 | 0 | maximaler relativer Fehler e | #DIV/0!
1902 | 1921
1902 | 1921 | [11 empty] | Wärmedurchlasswiderstand unbeheizter Räume (z.B. Dachraum) Ru : |  | m²K/W |  | Flächenanteile: | 100% |  |  |  | 100% | 0% | 0% | 0 | 0 | 0 | 0 | 0 | 0 | 0
1902 | 1921 | [23 empty] | 0 | 0 | 0 |  |  |  | 0
1902 | 1921 | 90 | - | - | - | [7 empty] | Wärmeübergangswiderstand außen Rse : |  | m²K/W |  | U-Wert: | - |  | W/(m²K) |  |  |  |  | 0 | 0 | 0
1902 | 1921
1902 | 1921
1923 | 1942 | [6 empty] | Lfd.Nr. |  | Bauteil Kürzel | Bauteil-Bezeichnung | [9 empty] | Nebenrechnung:
1923 | 1942 | [6 empty] | 91 | [12 empty] | d in m | lamda in W/(mK) |  |  | R in m²K/W
1923 | 1942 | [20 empty] | Bereich 1 | Bereich 2 | Bereich 3 | Bereich 1 | Bereich 2 | Bereich 3
1923 | 1942 | [11 empty] | Wärmeübergangswiderstand innen Rsi : |  | m²K/W | Dicke d |  | Wärmeleitfähigkeit l in W/(mK) | [6 empty] | 0 | 0 | 0 | 0 | 0 | 0 | 0
1923 | 1942 | [8 empty] | Bereich 1 |  | Bereich 2 | Bereich 3 |  |  | in mm |  | Bereich 1 | Bereich 2 | Bereich 3
1923 | 1942 | [7 empty] | 1. | [11 empty] | 0 | 0 | 0 | 0 | 0 | 0 | 0 | 0 | 0 | 0 | 0
1923 | 1942 | [7 empty] | 2. | [11 empty] | 0 | 0 | 0 | 0 | 0 | 0 | 0 | 0 | 0 | 0 | 0
1923 | 1942 | [7 empty] | 3. | [11 empty] | 0 | 0 | 0 | 0 | 0 | 0 | 0 | 0 | 0 | 0 | 0
1923 | 1942 | [7 empty] | 4. | [11 empty] | 0 | 0 | 0 | 0 | 0 | 0 | 0 | 0 | 0 | 0 | 0
1923 | 1942 | [5 empty] | Skizze |  | 5. | [11 empty] | 0 | 0 | 0 | 0 | 0 | 0 | 0 | 0 | 0 | 0 | 0 | oberer Grenzwert R'T | #DIV/0! | m²K/W | #DIV/0!
1923 | 1942 | [7 empty] | 6. | [11 empty] | 0 | 0 | 0 | 0 | 0 | 0 | 0 | 0 | 0 | 0 | 0 | unterer Grenzwert R''T | 0 | m²K/W | #DIV/0!
1923 | 1942 | [7 empty] | 7. | [11 empty] | 0 | 0 | 0 | 0 | 0 | 0 | 0 | 0 | 0 | 0 | 0
1923 | 1942 | [7 empty] | 8. | [11 empty] | 0 | 0 | 0 | 0 | 0 | 0 | 0 | 0 | 0 | 0 | 0 | Mittelwert R'T | #DIV/0! | m²K/W
1923 | 1942 | [7 empty] | 9. | [11 empty] | 0 | 0 | 0 | 0 | 0 | 0 | 0 | 0 | 0 | 0 | 0
1923 | 1942 | [7 empty] | 10. | [11 empty] | 0 | 0 | 0 | 0 | 0 | 0 | 0 | 0 | 0 | 0 | 0 | maximaler relativer Fehler e | #DIV/0!
1923 | 1942
1923 | 1942 | [11 empty] | Wärmedurchlasswiderstand unbeheizter Räume (z.B. Dachraum) Ru : |  | m²K/W |  | Flächenanteile: | 100% |  |  |  | 100% | 0% | 0% | 0 | 0 | 0 | 0 | 0 | 0 | 0
1923 | 1942 | [23 empty] | 0 | 0 | 0 |  |  |  | 0
1923 | 1942 | 91 | - | - | - | [7 empty] | Wärmeübergangswiderstand außen Rse : |  | m²K/W |  | U-Wert: | - |  | W/(m²K) |  |  |  |  | 0 | 0 | 0
1923 | 1942
1923 | 1942
1944 | 1963 | [6 empty] | Lfd.Nr. |  | Bauteil Kürzel | Bauteil-Bezeichnung | [9 empty] | Nebenrechnung:
1944 | 1963 | [6 empty] | 92 | [12 empty] | d in m | lamda in W/(mK) |  |  | R in m²K/W
1944 | 1963 | [20 empty] | Bereich 1 | Bereich 2 | Bereich 3 | Bereich 1 | Bereich 2 | Bereich 3
1944 | 1963 | [11 empty] | Wärmeübergangswiderstand innen Rsi : |  | m²K/W | Dicke d |  | Wärmeleitfähigkeit l in W/(mK) | [6 empty] | 0 | 0 | 0 | 0 | 0 | 0 | 0
1944 | 1963 | [8 empty] | Bereich 1 |  | Bereich 2 | Bereich 3 |  |  | in mm |  | Bereich 1 | Bereich 2 | Bereich 3
1944 | 1963 | [7 empty] | 1. | [11 empty] | 0 | 0 | 0 | 0 | 0 | 0 | 0 | 0 | 0 | 0 | 0
1944 | 1963 | [7 empty] | 2. | [11 empty] | 0 | 0 | 0 | 0 | 0 | 0 | 0 | 0 | 0 | 0 | 0
1944 | 1963 | [7 empty] | 3. | [11 empty] | 0 | 0 | 0 | 0 | 0 | 0 | 0 | 0 | 0 | 0 | 0
1944 | 1963 | [7 empty] | 4. | [11 empty] | 0 | 0 | 0 | 0 | 0 | 0 | 0 | 0 | 0 | 0 | 0
1944 | 1963 | [5 empty] | Skizze |  | 5. | [11 empty] | 0 | 0 | 0 | 0 | 0 | 0 | 0 | 0 | 0 | 0 | 0 | oberer Grenzwert R'T | #DIV/0! | m²K/W | #DIV/0!
1944 | 1963 | [7 empty] | 6. | [11 empty] | 0 | 0 | 0 | 0 | 0 | 0 | 0 | 0 | 0 | 0 | 0 | unterer Grenzwert R''T | 0 | m²K/W | #DIV/0!
1944 | 1963 | [7 empty] | 7. | [11 empty] | 0 | 0 | 0 | 0 | 0 | 0 | 0 | 0 | 0 | 0 | 0
1944 | 1963 | [7 empty] | 8. | [11 empty] | 0 | 0 | 0 | 0 | 0 | 0 | 0 | 0 | 0 | 0 | 0 | Mittelwert R'T | #DIV/0! | m²K/W
1944 | 1963 | [7 empty] | 9. | [11 empty] | 0 | 0 | 0 | 0 | 0 | 0 | 0 | 0 | 0 | 0 | 0
1944 | 1963 | [7 empty] | 10. | [11 empty] | 0 | 0 | 0 | 0 | 0 | 0 | 0 | 0 | 0 | 0 | 0 | maximaler relativer Fehler e | #DIV/0!
1944 | 1963
1944 | 1963 | [11 empty] | Wärmedurchlasswiderstand unbeheizter Räume (z.B. Dachraum) Ru : |  | m²K/W |  | Flächenanteile: | 100% |  |  |  | 100% | 0% | 0% | 0 | 0 | 0 | 0 | 0 | 0 | 0
1944 | 1963 | [23 empty] | 0 | 0 | 0 |  |  |  | 0
1944 | 1963 | 92 | - | - | - | [7 empty] | Wärmeübergangswiderstand außen Rse : |  | m²K/W |  | U-Wert: | - |  | W/(m²K) |  |  |  |  | 0 | 0 | 0
1944 | 1963
1944 | 1963
1965 | 1984 | [6 empty] | Lfd.Nr. |  | Bauteil Kürzel | Bauteil-Bezeichnung | [9 empty] | Nebenrechnung:
1965 | 1984 | [6 empty] | 93 | [12 empty] | d in m | lamda in W/(mK) |  |  | R in m²K/W
1965 | 1984 | [20 empty] | Bereich 1 | Bereich 2 | Bereich 3 | Bereich 1 | Bereich 2 | Bereich 3
1965 | 1984 | [11 empty] | Wärmeübergangswiderstand innen Rsi : |  | m²K/W | Dicke d |  | Wärmeleitfähigkeit l in W/(mK) | [6 empty] | 0 | 0 | 0 | 0 | 0 | 0 | 0
1965 | 1984 | [8 empty] | Bereich 1 |  | Bereich 2 | Bereich 3 |  |  | in mm |  | Bereich 1 | Bereich 2 | Bereich 3
1965 | 1984 | [7 empty] | 1. | [11 empty] | 0 | 0 | 0 | 0 | 0 | 0 | 0 | 0 | 0 | 0 | 0
1965 | 1984 | [7 empty] | 2. | [11 empty] | 0 | 0 | 0 | 0 | 0 | 0 | 0 | 0 | 0 | 0 | 0
1965 | 1984 | [7 empty] | 3. | [11 empty] | 0 | 0 | 0 | 0 | 0 | 0 | 0 | 0 | 0 | 0 | 0
1965 | 1984 | [7 empty] | 4. | [11 empty] | 0 | 0 | 0 | 0 | 0 | 0 | 0 | 0 | 0 | 0 | 0
1965 | 1984 | [5 empty] | Skizze |  | 5. | [11 empty] | 0 | 0 | 0 | 0 | 0 | 0 | 0 | 0 | 0 | 0 | 0 | oberer Grenzwert R'T | #DIV/0! | m²K/W | #DIV/0!
1965 | 1984 | [7 empty] | 6. | [11 empty] | 0 | 0 | 0 | 0 | 0 | 0 | 0 | 0 | 0 | 0 | 0 | unterer Grenzwert R''T | 0 | m²K/W | #DIV/0!
1965 | 1984 | [7 empty] | 7. | [11 empty] | 0 | 0 | 0 | 0 | 0 | 0 | 0 | 0 | 0 | 0 | 0
1965 | 1984 | [7 empty] | 8. | [11 empty] | 0 | 0 | 0 | 0 | 0 | 0 | 0 | 0 | 0 | 0 | 0 | Mittelwert R'T | #DIV/0! | m²K/W
1965 | 1984 | [7 empty] | 9. | [11 empty] | 0 | 0 | 0 | 0 | 0 | 0 | 0 | 0 | 0 | 0 | 0
1965 | 1984 | [7 empty] | 10. | [11 empty] | 0 | 0 | 0 | 0 | 0 | 0 | 0 | 0 | 0 | 0 | 0 | maximaler relativer Fehler e | #DIV/0!
1965 | 1984
1965 | 1984 | [11 empty] | Wärmedurchlasswiderstand unbeheizter Räume (z.B. Dachraum) Ru : |  | m²K/W |  | Flächenanteile: | 100% |  |  |  | 100% | 0% | 0% | 0 | 0 | 0 | 0 | 0 | 0 | 0
1965 | 1984 | [23 empty] | 0 | 0 | 0 |  |  |  | 0
1965 | 1984 | 93 | - | - | - | [7 empty] | Wärmeübergangswiderstand außen Rse : |  | m²K/W |  | U-Wert: | - |  | W/(m²K) |  |  |  |  | 0 | 0 | 0
1965 | 1984
1965 | 1984
1986 | 2005 | [6 empty] | Lfd.Nr. |  | Bauteil Kürzel | Bauteil-Bezeichnung | [9 empty] | Nebenrechnung:
1986 | 2005 | [6 empty] | 94 | [12 empty] | d in m | lamda in W/(mK) |  |  | R in m²K/W
1986 | 2005 | [20 empty] | Bereich 1 | Bereich 2 | Bereich 3 | Bereich 1 | Bereich 2 | Bereich 3
1986 | 2005 | [11 empty] | Wärmeübergangswiderstand innen Rsi : |  | m²K/W | Dicke d |  | Wärmeleitfähigkeit l in W/(mK) | [6 empty] | 0 | 0 | 0 | 0 | 0 | 0 | 0
1986 | 2005 | [8 empty] | Bereich 1 |  | Bereich 2 | Bereich 3 |  |  | in mm |  | Bereich 1 | Bereich 2 | Bereich 3
1986 | 2005 | [7 empty] | 1. | [11 empty] | 0 | 0 | 0 | 0 | 0 | 0 | 0 | 0 | 0 | 0 | 0
1986 | 2005 | [7 empty] | 2. | [11 empty] | 0 | 0 | 0 | 0 | 0 | 0 | 0 | 0 | 0 | 0 | 0
1986 | 2005 | [7 empty] | 3. | [11 empty] | 0 | 0 | 0 | 0 | 0 | 0 | 0 | 0 | 0 | 0 | 0
1986 | 2005 | [7 empty] | 4. | [11 empty] | 0 | 0 | 0 | 0 | 0 | 0 | 0 | 0 | 0 | 0 | 0
1986 | 2005 | [5 empty] | Skizze |  | 5. | [11 empty] | 0 | 0 | 0 | 0 | 0 | 0 | 0 | 0 | 0 | 0 | 0 | oberer Grenzwert R'T | #DIV/0! | m²K/W | #DIV/0!
1986 | 2005 | [7 empty] | 6. | [11 empty] | 0 | 0 | 0 | 0 | 0 | 0 | 0 | 0 | 0 | 0 | 0 | unterer Grenzwert R''T | 0 | m²K/W | #DIV/0!
1986 | 2005 | [7 empty] | 7. | [11 empty] | 0 | 0 | 0 | 0 | 0 | 0 | 0 | 0 | 0 | 0 | 0
1986 | 2005 | [7 empty] | 8. | [11 empty] | 0 | 0 | 0 | 0 | 0 | 0 | 0 | 0 | 0 | 0 | 0 | Mittelwert R'T | #DIV/0! | m²K/W
1986 | 2005 | [7 empty] | 9. | [11 empty] | 0 | 0 | 0 | 0 | 0 | 0 | 0 | 0 | 0 | 0 | 0
1986 | 2005 | [7 empty] | 10. | [11 empty] | 0 | 0 | 0 | 0 | 0 | 0 | 0 | 0 | 0 | 0 | 0 | maximaler relativer Fehler e | #DIV/0!
1986 | 2005
1986 | 2005 | [11 empty] | Wärmedurchlasswiderstand unbeheizter Räume (z.B. Dachraum) Ru : |  | m²K/W |  | Flächenanteile: | 100% |  |  |  | 100% | 0% | 0% | 0 | 0 | 0 | 0 | 0 | 0 | 0
1986 | 2005 | [23 empty] | 0 | 0 | 0 |  |  |  | 0
1986 | 2005 | 94 | - | - | - | [7 empty] | Wärmeübergangswiderstand außen Rse : |  | m²K/W |  | U-Wert: | - |  | W/(m²K) |  |  |  |  | 0 | 0 | 0
1986 | 2005
1986 | 2005
2007 | 2026 | [6 empty] | Lfd.Nr. |  | Bauteil Kürzel | Bauteil-Bezeichnung | [9 empty] | Nebenrechnung:
2007 | 2026 | [6 empty] | 95 | [12 empty] | d in m | lamda in W/(mK) |  |  | R in m²K/W
2007 | 2026 | [20 empty] | Bereich 1 | Bereich 2 | Bereich 3 | Bereich 1 | Bereich 2 | Bereich 3
2007 | 2026 | [11 empty] | Wärmeübergangswiderstand innen Rsi : |  | m²K/W | Dicke d |  | Wärmeleitfähigkeit l in W/(mK) | [6 empty] | 0 | 0 | 0 | 0 | 0 | 0 | 0
2007 | 2026 | [8 empty] | Bereich 1 |  | Bereich 2 | Bereich 3 |  |  | in mm |  | Bereich 1 | Bereich 2 | Bereich 3
2007 | 2026 | [7 empty] | 1. | [11 empty] | 0 | 0 | 0 | 0 | 0 | 0 | 0 | 0 | 0 | 0 | 0
2007 | 2026 | [7 empty] | 2. | [11 empty] | 0 | 0 | 0 | 0 | 0 | 0 | 0 | 0 | 0 | 0 | 0
2007 | 2026 | [7 empty] | 3. | [11 empty] | 0 | 0 | 0 | 0 | 0 | 0 | 0 | 0 | 0 | 0 | 0
2007 | 2026 | [7 empty] | 4. | [11 empty] | 0 | 0 | 0 | 0 | 0 | 0 | 0 | 0 | 0 | 0 | 0
2007 | 2026 | [5 empty] | Skizze |  | 5. | [11 empty] | 0 | 0 | 0 | 0 | 0 | 0 | 0 | 0 | 0 | 0 | 0 | oberer Grenzwert R'T | #DIV/0! | m²K/W | #DIV/0!
2007 | 2026 | [7 empty] | 6. | [11 empty] | 0 | 0 | 0 | 0 | 0 | 0 | 0 | 0 | 0 | 0 | 0 | unterer Grenzwert R''T | 0 | m²K/W | #DIV/0!
2007 | 2026 | [7 empty] | 7. | [11 empty] | 0 | 0 | 0 | 0 | 0 | 0 | 0 | 0 | 0 | 0 | 0
2007 | 2026 | [7 empty] | 8. | [11 empty] | 0 | 0 | 0 | 0 | 0 | 0 | 0 | 0 | 0 | 0 | 0 | Mittelwert R'T | #DIV/0! | m²K/W
2007 | 2026 | [7 empty] | 9. | [11 empty] | 0 | 0 | 0 | 0 | 0 | 0 | 0 | 0 | 0 | 0 | 0
2007 | 2026 | [7 empty] | 10. | [11 empty] | 0 | 0 | 0 | 0 | 0 | 0 | 0 | 0 | 0 | 0 | 0 | maximaler relativer Fehler e | #DIV/0!
2007 | 2026
2007 | 2026 | [11 empty] | Wärmedurchlasswiderstand unbeheizter Räume (z.B. Dachraum) Ru : |  | m²K/W |  | Flächenanteile: | 100% |  |  |  | 100% | 0% | 0% | 0 | 0 | 0 | 0 | 0 | 0 | 0
2007 | 2026 | [23 empty] | 0 | 0 | 0 |  |  |  | 0
2007 | 2026 | 95 | - | - | - | [7 empty] | Wärmeübergangswiderstand außen Rse : |  | m²K/W |  | U-Wert: | - |  | W/(m²K) |  |  |  |  | 0 | 0 | 0
2007 | 2026
2007 | 2026
2028 | 2047 | [6 empty] | Lfd.Nr. |  | Bauteil Kürzel | Bauteil-Bezeichnung | [9 empty] | Nebenrechnung:
2028 | 2047 | [6 empty] | 96 | [12 empty] | d in m | lamda in W/(mK) |  |  | R in m²K/W
2028 | 2047 | [20 empty] | Bereich 1 | Bereich 2 | Bereich 3 | Bereich 1 | Bereich 2 | Bereich 3
2028 | 2047 | [11 empty] | Wärmeübergangswiderstand innen Rsi : |  | m²K/W | Dicke d |  | Wärmeleitfähigkeit l in W/(mK) | [6 empty] | 0 | 0 | 0 | 0 | 0 | 0 | 0
2028 | 2047 | [8 empty] | Bereich 1 |  | Bereich 2 | Bereich 3 |  |  | in mm |  | Bereich 1 | Bereich 2 | Bereich 3
2028 | 2047 | [7 empty] | 1. | [11 empty] | 0 | 0 | 0 | 0 | 0 | 0 | 0 | 0 | 0 | 0 | 0
2028 | 2047 | [7 empty] | 2. | [11 empty] | 0 | 0 | 0 | 0 | 0 | 0 | 0 | 0 | 0 | 0 | 0
2028 | 2047 | [7 empty] | 3. | [11 empty] | 0 | 0 | 0 | 0 | 0 | 0 | 0 | 0 | 0 | 0 | 0
2028 | 2047 | [7 empty] | 4. | [11 empty] | 0 | 0 | 0 | 0 | 0 | 0 | 0 | 0 | 0 | 0 | 0
2028 | 2047 | [5 empty] | Skizze |  | 5. | [11 empty] | 0 | 0 | 0 | 0 | 0 | 0 | 0 | 0 | 0 | 0 | 0 | oberer Grenzwert R'T | #DIV/0! | m²K/W | #DIV/0!
2028 | 2047 | [7 empty] | 6. | [11 empty] | 0 | 0 | 0 | 0 | 0 | 0 | 0 | 0 | 0 | 0 | 0 | unterer Grenzwert R''T | 0 | m²K/W | #DIV/0!
2028 | 2047 | [7 empty] | 7. | [11 empty] | 0 | 0 | 0 | 0 | 0 | 0 | 0 | 0 | 0 | 0 | 0
2028 | 2047 | [7 empty] | 8. | [11 empty] | 0 | 0 | 0 | 0 | 0 | 0 | 0 | 0 | 0 | 0 | 0 | Mittelwert R'T | #DIV/0! | m²K/W
2028 | 2047 | [7 empty] | 9. | [11 empty] | 0 | 0 | 0 | 0 | 0 | 0 | 0 | 0 | 0 | 0 | 0
2028 | 2047 | [7 empty] | 10. | [11 empty] | 0 | 0 | 0 | 0 | 0 | 0 | 0 | 0 | 0 | 0 | 0 | maximaler relativer Fehler e | #DIV/0!
2028 | 2047
2028 | 2047 | [11 empty] | Wärmedurchlasswiderstand unbeheizter Räume (z.B. Dachraum) Ru : |  | m²K/W |  | Flächenanteile: | 100% |  |  |  | 100% | 0% | 0% | 0 | 0 | 0 | 0 | 0 | 0 | 0
2028 | 2047 | [23 empty] | 0 | 0 | 0 |  |  |  | 0
2028 | 2047 | 96 | - | - | - | [7 empty] | Wärmeübergangswiderstand außen Rse : |  | m²K/W |  | U-Wert: | - |  | W/(m²K) |  |  |  |  | 0 | 0 | 0
2028 | 2047
2028 | 2047
2049 | 2068 | [6 empty] | Lfd.Nr. |  | Bauteil Kürzel | Bauteil-Bezeichnung | [9 empty] | Nebenrechnung:
2049 | 2068 | [6 empty] | 97 | [12 empty] | d in m | lamda in W/(mK) |  |  | R in m²K/W
2049 | 2068 | [20 empty] | Bereich 1 | Bereich 2 | Bereich 3 | Bereich 1 | Bereich 2 | Bereich 3
2049 | 2068 | [11 empty] | Wärmeübergangswiderstand innen Rsi : |  | m²K/W | Dicke d |  | Wärmeleitfähigkeit l in W/(mK) | [6 empty] | 0 | 0 | 0 | 0 | 0 | 0 | 0
2049 | 2068 | [8 empty] | Bereich 1 |  | Bereich 2 | Bereich 3 |  |  | in mm |  | Bereich 1 | Bereich 2 | Bereich 3
2049 | 2068 | [7 empty] | 1. | [11 empty] | 0 | 0 | 0 | 0 | 0 | 0 | 0 | 0 | 0 | 0 | 0
2049 | 2068 | [7 empty] | 2. | [11 empty] | 0 | 0 | 0 | 0 | 0 | 0 | 0 | 0 | 0 | 0 | 0
2049 | 2068 | [7 empty] | 3. | [11 empty] | 0 | 0 | 0 | 0 | 0 | 0 | 0 | 0 | 0 | 0 | 0
2049 | 2068 | [7 empty] | 4. | [11 empty] | 0 | 0 | 0 | 0 | 0 | 0 | 0 | 0 | 0 | 0 | 0
2049 | 2068 | [5 empty] | Skizze |  | 5. | [11 empty] | 0 | 0 | 0 | 0 | 0 | 0 | 0 | 0 | 0 | 0 | 0 | oberer Grenzwert R'T | #DIV/0! | m²K/W | #DIV/0!
2049 | 2068 | [7 empty] | 6. | [11 empty] | 0 | 0 | 0 | 0 | 0 | 0 | 0 | 0 | 0 | 0 | 0 | unterer Grenzwert R''T | 0 | m²K/W | #DIV/0!
2049 | 2068 | [7 empty] | 7. | [11 empty] | 0 | 0 | 0 | 0 | 0 | 0 | 0 | 0 | 0 | 0 | 0
2049 | 2068 | [7 empty] | 8. | [11 empty] | 0 | 0 | 0 | 0 | 0 | 0 | 0 | 0 | 0 | 0 | 0 | Mittelwert R'T | #DIV/0! | m²K/W
2049 | 2068 | [7 empty] | 9. | [11 empty] | 0 | 0 | 0 | 0 | 0 | 0 | 0 | 0 | 0 | 0 | 0
2049 | 2068 | [7 empty] | 10. | [11 empty] | 0 | 0 | 0 | 0 | 0 | 0 | 0 | 0 | 0 | 0 | 0 | maximaler relativer Fehler e | #DIV/0!
2049 | 2068
2049 | 2068 | [11 empty] | Wärmedurchlasswiderstand unbeheizter Räume (z.B. Dachraum) Ru : |  | m²K/W |  | Flächenanteile: | 100% |  |  |  | 100% | 0% | 0% | 0 | 0 | 0 | 0 | 0 | 0 | 0
2049 | 2068 | [23 empty] | 0 | 0 | 0 |  |  |  | 0
2049 | 2068 | 97 | - | - | - | [7 empty] | Wärmeübergangswiderstand außen Rse : |  | m²K/W |  | U-Wert: | - |  | W/(m²K) |  |  |  |  | 0 | 0 | 0
2049 | 2068
2049 | 2068
2070 | 2089 | [6 empty] | Lfd.Nr. |  | Bauteil Kürzel | Bauteil-Bezeichnung | [9 empty] | Nebenrechnung:
2070 | 2089 | [6 empty] | 98 | [12 empty] | d in m | lamda in W/(mK) |  |  | R in m²K/W
2070 | 2089 | [20 empty] | Bereich 1 | Bereich 2 | Bereich 3 | Bereich 1 | Bereich 2 | Bereich 3
2070 | 2089 | [11 empty] | Wärmeübergangswiderstand innen Rsi : |  | m²K/W | Dicke d |  | Wärmeleitfähigkeit l in W/(mK) | [6 empty] | 0 | 0 | 0 | 0 | 0 | 0 | 0
2070 | 2089 | [8 empty] | Bereich 1 |  | Bereich 2 | Bereich 3 |  |  | in mm |  | Bereich 1 | Bereich 2 | Bereich 3
2070 | 2089 | [7 empty] | 1. | [11 empty] | 0 | 0 | 0 | 0 | 0 | 0 | 0 | 0 | 0 | 0 | 0
2070 | 2089 | [7 empty] | 2. | [11 empty] | 0 | 0 | 0 | 0 | 0 | 0 | 0 | 0 | 0 | 0 | 0
2070 | 2089 | [7 empty] | 3. | [11 empty] | 0 | 0 | 0 | 0 | 0 | 0 | 0 | 0 | 0 | 0 | 0
2070 | 2089 | [7 empty] | 4. | [11 empty] | 0 | 0 | 0 | 0 | 0 | 0 | 0 | 0 | 0 | 0 | 0
2070 | 2089 | [5 empty] | Skizze |  | 5. | [11 empty] | 0 | 0 | 0 | 0 | 0 | 0 | 0 | 0 | 0 | 0 | 0 | oberer Grenzwert R'T | #DIV/0! | m²K/W | #DIV/0!
2070 | 2089 | [7 empty] | 6. | [11 empty] | 0 | 0 | 0 | 0 | 0 | 0 | 0 | 0 | 0 | 0 | 0 | unterer Grenzwert R''T | 0 | m²K/W | #DIV/0!
2070 | 2089 | [7 empty] | 7. | [11 empty] | 0 | 0 | 0 | 0 | 0 | 0 | 0 | 0 | 0 | 0 | 0
2070 | 2089 | [7 empty] | 8. | [11 empty] | 0 | 0 | 0 | 0 | 0 | 0 | 0 | 0 | 0 | 0 | 0 | Mittelwert R'T | #DIV/0! | m²K/W
2070 | 2089 | [7 empty] | 9. | [11 empty] | 0 | 0 | 0 | 0 | 0 | 0 | 0 | 0 | 0 | 0 | 0
2070 | 2089 | [7 empty] | 10. | [11 empty] | 0 | 0 | 0 | 0 | 0 | 0 | 0 | 0 | 0 | 0 | 0 | maximaler relativer Fehler e | #DIV/0!
2070 | 2089
2070 | 2089 | [11 empty] | Wärmedurchlasswiderstand unbeheizter Räume (z.B. Dachraum) Ru : |  | m²K/W |  | Flächenanteile: | 100% |  |  |  | 100% | 0% | 0% | 0 | 0 | 0 | 0 | 0 | 0 | 0
2070 | 2089 | [23 empty] | 0 | 0 | 0 |  |  |  | 0
2070 | 2089 | 98 | - | - | - | [7 empty] | Wärmeübergangswiderstand außen Rse : |  | m²K/W |  | U-Wert: | - |  | W/(m²K) |  |  |  |  | 0 | 0 | 0
2070 | 2089
2070 | 2089
2091 | 2110 | [6 empty] | Lfd.Nr. |  | Bauteil Kürzel | Bauteil-Bezeichnung | [9 empty] | Nebenrechnung:
2091 | 2110 | [6 empty] | 99 | [12 empty] | d in m | lamda in W/(mK) |  |  | R in m²K/W
2091 | 2110 | [20 empty] | Bereich 1 | Bereich 2 | Bereich 3 | Bereich 1 | Bereich 2 | Bereich 3
2091 | 2110 | [11 empty] | Wärmeübergangswiderstand innen Rsi : |  | m²K/W | Dicke d |  | Wärmeleitfähigkeit l in W/(mK) | [6 empty] | 0 | 0 | 0 | 0 | 0 | 0 | 0
2091 | 2110 | [8 empty] | Bereich 1 |  | Bereich 2 | Bereich 3 |  |  | in mm |  | Bereich 1 | Bereich 2 | Bereich 3
2091 | 2110 | [7 empty] | 1. | [11 empty] | 0 | 0 | 0 | 0 | 0 | 0 | 0 | 0 | 0 | 0 | 0
2091 | 2110 | [7 empty] | 2. | [11 empty] | 0 | 0 | 0 | 0 | 0 | 0 | 0 | 0 | 0 | 0 | 0
2091 | 2110 | [7 empty] | 3. | [11 empty] | 0 | 0 | 0 | 0 | 0 | 0 | 0 | 0 | 0 | 0 | 0
2091 | 2110 | [7 empty] | 4. | [11 empty] | 0 | 0 | 0 | 0 | 0 | 0 | 0 | 0 | 0 | 0 | 0
2091 | 2110 | [5 empty] | Skizze |  | 5. | [11 empty] | 0 | 0 | 0 | 0 | 0 | 0 | 0 | 0 | 0 | 0 | 0 | oberer Grenzwert R'T | #DIV/0! | m²K/W | #DIV/0!
2091 | 2110 | [7 empty] | 6. | [11 empty] | 0 | 0 | 0 | 0 | 0 | 0 | 0 | 0 | 0 | 0 | 0 | unterer Grenzwert R''T | 0 | m²K/W | #DIV/0!
2091 | 2110 | [7 empty] | 7. | [11 empty] | 0 | 0 | 0 | 0 | 0 | 0 | 0 | 0 | 0 | 0 | 0
2091 | 2110 | [7 empty] | 8. | [11 empty] | 0 | 0 | 0 | 0 | 0 | 0 | 0 | 0 | 0 | 0 | 0 | Mittelwert R'T | #DIV/0! | m²K/W
2091 | 2110 | [7 empty] | 9. | [11 empty] | 0 | 0 | 0 | 0 | 0 | 0 | 0 | 0 | 0 | 0 | 0
2091 | 2110 | [7 empty] | 10. | [11 empty] | 0 | 0 | 0 | 0 | 0 | 0 | 0 | 0 | 0 | 0 | 0 | maximaler relativer Fehler e | #DIV/0!
2091 | 2110
2091 | 2110 | [11 empty] | Wärmedurchlasswiderstand unbeheizter Räume (z.B. Dachraum) Ru : |  | m²K/W |  | Flächenanteile: | 100% |  |  |  | 100% | 0% | 0% | 0 | 0 | 0 | 0 | 0 | 0 | 0
2091 | 2110 | [23 empty] | 0 | 0 | 0 |  |  |  | 0
2091 | 2110 | 99 | - | - | - | [7 empty] | Wärmeübergangswiderstand außen Rse : |  | m²K/W |  | U-Wert: | - |  | W/(m²K) |  |  |  |  | 0 | 0 | 0
2091 | 2110
2091 | 2110
2112 | 2131 | [6 empty] | Lfd.Nr. |  | Bauteil Kürzel | Bauteil-Bezeichnung | [9 empty] | Nebenrechnung:
2112 | 2131 | [6 empty] | 100 | [12 empty] | d in m | lamda in W/(mK) |  |  | R in m²K/W
2112 | 2131 | [20 empty] | Bereich 1 | Bereich 2 | Bereich 3 | Bereich 1 | Bereich 2 | Bereich 3
2112 | 2131 | [11 empty] | Wärmeübergangswiderstand innen Rsi : |  | m²K/W | Dicke d |  | Wärmeleitfähigkeit l in W/(mK) | [6 empty] | 0 | 0 | 0 | 0 | 0 | 0 | 0
2112 | 2131 | [8 empty] | Bereich 1 |  | Bereich 2 | Bereich 3 |  |  | in mm |  | Bereich 1 | Bereich 2 | Bereich 3
2112 | 2131 | [7 empty] | 1. | [11 empty] | 0 | 0 | 0 | 0 | 0 | 0 | 0 | 0 | 0 | 0 | 0
2112 | 2131 | [7 empty] | 2. | [11 empty] | 0 | 0 | 0 | 0 | 0 | 0 | 0 | 0 | 0 | 0 | 0
2112 | 2131 | [7 empty] | 3. | [11 empty] | 0 | 0 | 0 | 0 | 0 | 0 | 0 | 0 | 0 | 0 | 0
2112 | 2131 | [7 empty] | 4. | [11 empty] | 0 | 0 | 0 | 0 | 0 | 0 | 0 | 0 | 0 | 0 | 0
2112 | 2131 | [5 empty] | Skizze |  | 5. | [11 empty] | 0 | 0 | 0 | 0 | 0 | 0 | 0 | 0 | 0 | 0 | 0 | oberer Grenzwert R'T | #DIV/0! | m²K/W | #DIV/0!
2112 | 2131 | [7 empty] | 6. | [11 empty] | 0 | 0 | 0 | 0 | 0 | 0 | 0 | 0 | 0 | 0 | 0 | unterer Grenzwert R''T | 0 | m²K/W | #DIV/0!
2112 | 2131 | [7 empty] | 7. | [11 empty] | 0 | 0 | 0 | 0 | 0 | 0 | 0 | 0 | 0 | 0 | 0
2112 | 2131 | [7 empty] | 8. | [11 empty] | 0 | 0 | 0 | 0 | 0 | 0 | 0 | 0 | 0 | 0 | 0 | Mittelwert R'T | #DIV/0! | m²K/W
2112 | 2131 | [7 empty] | 9. | [11 empty] | 0 | 0 | 0 | 0 | 0 | 0 | 0 | 0 | 0 | 0 | 0
2112 | 2131 | [7 empty] | 10. | [11 empty] | 0 | 0 | 0 | 0 | 0 | 0 | 0 | 0 | 0 | 0 | 0 | maximaler relativer Fehler e | #DIV/0!
2112 | 2131
2112 | 2131 | [11 empty] | Wärmedurchlasswiderstand unbeheizter Räume (z.B. Dachraum) Ru : |  | m²K/W |  | Flächenanteile: | 100% |  |  |  | 100% | 0% | 0% | 0 | 0 | 0 | 0 | 0 | 0 | 0
2112 | 2131 | [23 empty] | 0 | 0 | 0 |  |  |  | 0
2112 | 2131 | 100 | - | - | - | [7 empty] | Wärmeübergangswiderstand außen Rse : |  | m²K/W |  | U-Wert: | - |  | W/(m²K) |  |  |  |  | 0 | 0 | 0
2112 | 2131
2112 | 2131
Note on Q37: Wärmeleitfähigkeit für Bereich 2 oder 3 nur eintragen, wenn abweichend von Bereich 1.
Note on Q58: Wärmeleitfähigkeit für Bereich 2 oder 3 nur eintragen, wenn abweichend von Bereich 1.
Note on Q79: Wärmeleitfähigkeit für Bereich 2 oder 3 nur eintragen, wenn abweichend von Bereich 1.
Note on Q100: Wärmeleitfähigkeit für Bereich 2 oder 3 nur eintragen, wenn abweichend von Bereich 1.
Note on Q121: Wärmeleitfähigkeit für Bereich 2 oder 3 nur eintragen, wenn abweichend von Bereich 1.
Note on Q142: Wärmeleitfähigkeit für Bereich 2 oder 3 nur eintragen, wenn abweichend von Bereich 1.
Note on Q163: Wärmeleitfähigkeit für Bereich 2 oder 3 nur eintragen, wenn abweichend von Bereich 1.
Note on Q184: Wärmeleitfähigkeit für Bereich 2 oder 3 nur eintragen, wenn abweichend von Bereich 1.
Note on Q205: Wärmeleitfähigkeit für Bereich 2 oder 3 nur eintragen, wenn abweichend von Bereich 1.
Note on Q226: Wärmeleitfähigkeit für Bereich 2 oder 3 nur eintragen, wenn abweichend von Bereich 1.
Note on Q247: Wärmeleitfähigkeit für Bereich 2 oder 3 nur eintragen, wenn abweichend von Bereich 1.
Note on Q268: Wärmeleitfähigkeit für Bereich 2 oder 3 nur eintragen, wenn abweichend von Bereich 1.
Note on Q289: Wärmeleitfähigkeit für Bereich 2 oder 3 nur eintragen, wenn abweichend von Bereich 1.
Note on Q310: Wärmeleitfähigkeit für Bereich 2 oder 3 nur eintragen, wenn abweichend von Bereich 1.
Note on Q331: Wärmeleitfähigkeit für Bereich 2 oder 3 nur eintragen, wenn abweichend von Bereich 1.
Note on Q352: Wärmeleitfähigkeit für Bereich 2 oder 3 nur eintragen, wenn abweichend von Bereich 1.
Note on Q373: Wärmeleitfähigkeit für Bereich 2 oder 3 nur eintragen, wenn abweichend von Bereich 1.
Note on Q394: Wärmeleitfähigkeit für Bereich 2 oder 3 nur eintragen, wenn abweichend von Bereich 1.
Note on Q415: Wärmeleitfähigkeit für Bereich 2 oder 3 nur eintragen, wenn abweichend von Bereich 1.
Note on Q436: Wärmeleitfähigkeit für Bereich 2 oder 3 nur eintragen, wenn abweichend von Bereich 1.
Note on Q457: Wärmeleitfähigkeit für Bereich 2 oder 3 nur eintragen, wenn abweichend von Bereich 1.
Note on Q478: Wärmeleitfähigkeit für Bereich 2 oder 3 nur eintragen, wenn abweichend von Bereich 1.
Note on Q499: Wärmeleitfähigkeit für Bereich 2 oder 3 nur eintragen, wenn abweichend von Bereich 1.
Note on Q520: Wärmeleitfähigkeit für Bereich 2 oder 3 nur eintragen, wenn abweichend von Bereich 1.
Note on Q541: Wärmeleitfähigkeit für Bereich 2 oder 3 nur eintragen, wenn abweichend von Bereich 1.
Note on Q562: Wärmeleitfähigkeit für Bereich 2 oder 3 nur eintragen, wenn abweichend von Bereich 1.
Note on Q583: Wärmeleitfähigkeit für Bereich 2 oder 3 nur eintragen, wenn abweichend von Bereich 1.
Note on Q604: Wärmeleitfähigkeit für Bereich 2 oder 3 nur eintragen, wenn abweichend von Bereich 1.
Note on Q625: Wärmeleitfähigkeit für Bereich 2 oder 3 nur eintragen, wenn abweichend von Bereich 1.
Note on Q646: Wärmeleitfähigkeit für Bereich 2 oder 3 nur eintragen, wenn abweichend von Bereich 1.
Note on Q667: Wärmeleitfähigkeit für Bereich 2 oder 3 nur eintragen, wenn abweichend von Bereich 1.
Note on Q688: Wärmeleitfähigkeit für Bereich 2 oder 3 nur eintragen, wenn abweichend von Bereich 1.
Note on Q709: Wärmeleitfähigkeit für Bereich 2 oder 3 nur eintragen, wenn abweichend von Bereich 1.
Note on Q730: Wärmeleitfähigkeit für Bereich 2 oder 3 nur eintragen, wenn abweichend von Bereich 1.
Note on Q751: Wärmeleitfähigkeit für Bereich 2 oder 3 nur eintragen, wenn abweichend von Bereich 1.
Note on Q772: Wärmeleitfähigkeit für Bereich 2 oder 3 nur eintragen, wenn abweichend von Bereich 1.
Note on Q793: Wärmeleitfähigkeit für Bereich 2 oder 3 nur eintragen, wenn abweichend von Bereich 1.
Note on Q814: Wärmeleitfähigkeit für Bereich 2 oder 3 nur eintragen, wenn abweichend von Bereich 1.
Note on Q835: Wärmeleitfähigkeit für Bereich 2 oder 3 nur eintragen, wenn abweichend von Bereich 1.
Note on Q856: Wärmeleitfähigkeit für Bereich 2 oder 3 nur eintragen, wenn abweichend von Bereich 1.
Note on Q877: Wärmeleitfähigkeit für Bereich 2 oder 3 nur eintragen, wenn abweichend von Bereich 1.
Note on Q898: Wärmeleitfähigkeit für Bereich 2 oder 3 nur eintragen, wenn abweichend von Bereich 1.
Note on Q919: Wärmeleitfähigkeit für Bereich 2 oder 3 nur eintragen, wenn abweichend von Bereich 1.
Note on Q940: Wärmeleitfähigkeit für Bereich 2 oder 3 nur eintragen, wenn abweichend von Bereich 1.
Note on Q961: Wärmeleitfähigkeit für Bereich 2 oder 3 nur eintragen, wenn abweichend von Bereich 1.
Note on Q982: Wärmeleitfähigkeit für Bereich 2 oder 3 nur eintragen, wenn abweichend von Bereich 1.
Note on Q1003: Wärmeleitfähigkeit für Bereich 2 oder 3 nur eintragen, wenn abweichend von Bereich 1.
Note on Q1024: Wärmeleitfähigkeit für Bereich 2 oder 3 nur eintragen, wenn abweichend von Bereich 1.
Note on Q1045: Wärmeleitfähigkeit für Bereich 2 oder 3 nur eintragen, wenn abweichend von Bereich 1.
Note on Q1066: Wärmeleitfähigkeit für Bereich 2 oder 3 nur eintragen, wenn abweichend von Bereich 1.
Note on Q1087: Wärmeleitfähigkeit für Bereich 2 oder 3 nur eintragen, wenn abweichend von Bereich 1.
Note on Q1108: Wärmeleitfähigkeit für Bereich 2 oder 3 nur eintragen, wenn abweichend von Bereich 1.
Note on Q1129: Wärmeleitfähigkeit für Bereich 2 oder 3 nur eintragen, wenn abweichend von Bereich 1.
Note on Q1150: Wärmeleitfähigkeit für Bereich 2 oder 3 nur eintragen, wenn abweichend von Bereich 1.
Note on Q1171: Wärmeleitfähigkeit für Bereich 2 oder 3 nur eintragen, wenn abweichend von Bereich 1.
Note on Q1192: Wärmeleitfähigkeit für Bereich 2 oder 3 nur eintragen, wenn abweichend von Bereich 1.
Note on Q1213: Wärmeleitfähigkeit für Bereich 2 oder 3 nur eintragen, wenn abweichend von Bereich 1.
Note on Q1234: Wärmeleitfähigkeit für Bereich 2 oder 3 nur eintragen, wenn abweichend von Bereich 1.
Note on Q1255: Wärmeleitfähigkeit für Bereich 2 oder 3 nur eintragen, wenn abweichend von Bereich 1.
Note on Q1276: Wärmeleitfähigkeit für Bereich 2 oder 3 nur eintragen, wenn abweichend von Bereich 1.
Note on Q1297: Wärmeleitfähigkeit für Bereich 2 oder 3 nur eintragen, wenn abweichend von Bereich 1.
Note on Q1318: Wärmeleitfähigkeit für Bereich 2 oder 3 nur eintragen, wenn abweichend von Bereich 1.
Note on Q1339: Wärmeleitfähigkeit für Bereich 2 oder 3 nur eintragen, wenn abweichend von Bereich 1.
Note on Q1360: Wärmeleitfähigkeit für Bereich 2 oder 3 nur eintragen, wenn abweichend von Bereich 1.
Note on Q1381: Wärmeleitfähigkeit für Bereich 2 oder 3 nur eintragen, wenn abweichend von Bereich 1.
Note on Q1402: Wärmeleitfähigkeit für Bereich 2 oder 3 nur eintragen, wenn abweichend von Bereich 1.
Note on Q1423: Wärmeleitfähigkeit für Bereich 2 oder 3 nur eintragen, wenn abweichend von Bereich 1.
Note on Q1444: Wärmeleitfähigkeit für Bereich 2 oder 3 nur eintragen, wenn abweichend von Bereich 1.
Note on Q1465: Wärmeleitfähigkeit für Bereich 2 oder 3 nur eintragen, wenn abweichend von Bereich 1.
Note on Q1486: Wärmeleitfähigkeit für Bereich 2 oder 3 nur eintragen, wenn abweichend von Bereich 1.
Note on Q1507: Wärmeleitfähigkeit für Bereich 2 oder 3 nur eintragen, wenn abweichend von Bereich 1.
Note on Q1528: Wärmeleitfähigkeit für Bereich 2 oder 3 nur eintragen, wenn abweichend von Bereich 1.
Note on Q1549: Wärmeleitfähigkeit für Bereich 2 oder 3 nur eintragen, wenn abweichend von Bereich 1.
Note on Q1570: Wärmeleitfähigkeit für Bereich 2 oder 3 nur eintragen, wenn abweichend von Bereich 1.
Note on Q1591: Wärmeleitfähigkeit für Bereich 2 oder 3 nur eintragen, wenn abweichend von Bereich 1.
Note on Q1612: Wärmeleitfähigkeit für Bereich 2 oder 3 nur eintragen, wenn abweichend von Bereich 1.
Note on Q1633: Wärmeleitfähigkeit für Bereich 2 oder 3 nur eintragen, wenn abweichend von Bereich 1.
Note on Q1654: Wärmeleitfähigkeit für Bereich 2 oder 3 nur eintragen, wenn abweichend von Bereich 1.
Note on Q1675: Wärmeleitfähigkeit für Bereich 2 oder 3 nur eintragen, wenn abweichend von Bereich 1.
Note on Q1696: Wärmeleitfähigkeit für Bereich 2 oder 3 nur eintragen, wenn abweichend von Bereich 1.
Note on Q1717: Wärmeleitfähigkeit für Bereich 2 oder 3 nur eintragen, wenn abweichend von Bereich 1.
Note on Q1738: Wärmeleitfähigkeit für Bereich 2 oder 3 nur eintragen, wenn abweichend von Bereich 1.
Note on Q1759: Wärmeleitfähigkeit für Bereich 2 oder 3 nur eintragen, wenn abweichend von Bereich 1.
Note on Q1780: Wärmeleitfähigkeit für Bereich 2 oder 3 nur eintragen, wenn abweichend von Bereich 1.
Note on Q1801: Wärmeleitfähigkeit für Bereich 2 oder 3 nur eintragen, wenn abweichend von Bereich 1.
Note on Q1822: Wärmeleitfähigkeit für Bereich 2 oder 3 nur eintragen, wenn abweichend von Bereich 1.
Note on Q1843: Wärmeleitfähigkeit für Bereich 2 oder 3 nur eintragen, wenn abweichend von Bereich 1.
Note on Q1864: Wärmeleitfähigkeit für Bereich 2 oder 3 nur eintragen, wenn abweichend von Bereich 1.
Note on Q1885: Wärmeleitfähigkeit für Bereich 2 oder 3 nur eintragen, wenn abweichend von Bereich 1.
Note on Q1906: Wärmeleitfähigkeit für Bereich 2 oder 3 nur eintragen, wenn abweichend von Bereich 1.
Note on Q1927: Wärmeleitfähigkeit für Bereich 2 oder 3 nur eintragen, wenn abweichend von Bereich 1.
Note on Q1948: Wärmeleitfähigkeit für Bereich 2 oder 3 nur eintragen, wenn abweichend von Bereich 1.
Note on Q1969: Wärmeleitfähigkeit für Bereich 2 oder 3 nur eintragen, wenn abweichend von Bereich 1.
Note on Q1990: Wärmeleitfähigkeit für Bereich 2 oder 3 nur eintragen, wenn abweichend von Bereich 1.
Note on Q2011: Wärmeleitfähigkeit für Bereich 2 oder 3 nur eintragen, wenn abweichend von Bereich 1.
Note on Q2032: Wärmeleitfähigkeit für Bereich 2 oder 3 nur eintragen, wenn abweichend von Bereich 1.
Note on Q2053: Wärmeleitfähigkeit für Bereich 2 oder 3 nur eintragen, wenn abweichend von Bereich 1.
Note on Q2074: Wärmeleitfähigkeit für Bereich 2 oder 3 nur eintragen, wenn abweichend von Bereich 1.
Note on Q2095: Wärmeleitfähigkeit für Bereich 2 oder 3 nur eintragen, wenn abweichend von Bereich 1.
Note on Q2116: Wärmeleitfähigkeit für Bereich 2 oder 3 nur eintragen, wenn abweichend von Bereich 1.
Note on S37: Wärmeleitfähigkeit für Bereich 2 oder 3 nur eintragen, wenn abweichend von Bereich 1.
Note on S58: Wärmeleitfähigkeit für Bereich 2 oder 3 nur eintragen, wenn abweichend von Bereich 1.
Note on S79: Wärmeleitfähigkeit für Bereich 2 oder 3 nur eintragen, wenn abweichend von Bereich 1.
Note on S100: Wärmeleitfähigkeit für Bereich 2 oder 3 nur eintragen, wenn abweichend von Bereich 1.
Note on S121: Wärmeleitfähigkeit für Bereich 2 oder 3 nur eintragen, wenn abweichend von Bereich 1.
Note on S142: Wärmeleitfähigkeit für Bereich 2 oder 3 nur eintragen, wenn abweichend von Bereich 1.
Note on S163: Wärmeleitfähigkeit für Bereich 2 oder 3 nur eintragen, wenn abweichend von Bereich 1.
Note on S184: Wärmeleitfähigkeit für Bereich 2 oder 3 nur eintragen, wenn abweichend von Bereich 1.
Note on S205: Wärmeleitfähigkeit für Bereich 2 oder 3 nur eintragen, wenn abweichend von Bereich 1.
Note on S226: Wärmeleitfähigkeit für Bereich 2 oder 3 nur eintragen, wenn abweichend von Bereich 1.
Note on S247: Wärmeleitfähigkeit für Bereich 2 oder 3 nur eintragen, wenn abweichend von Bereich 1.
Note on S268: Wärmeleitfähigkeit für Bereich 2 oder 3 nur eintragen, wenn abweichend von Bereich 1.
Note on S289: Wärmeleitfähigkeit für Bereich 2 oder 3 nur eintragen, wenn abweichend von Bereich 1.
Note on S310: Wärmeleitfähigkeit für Bereich 2 oder 3 nur eintragen, wenn abweichend von Bereich 1.
Note on S331: Wärmeleitfähigkeit für Bereich 2 oder 3 nur eintragen, wenn abweichend von Bereich 1.
Note on S352: Wärmeleitfähigkeit für Bereich 2 oder 3 nur eintragen, wenn abweichend von Bereich 1.
Note on S373: Wärmeleitfähigkeit für Bereich 2 oder 3 nur eintragen, wenn abweichend von Bereich 1.
Note on S394: Wärmeleitfähigkeit für Bereich 2 oder 3 nur eintragen, wenn abweichend von Bereich 1.
Note on S415: Wärmeleitfähigkeit für Bereich 2 oder 3 nur eintragen, wenn abweichend von Bereich 1.
Note on S436: Wärmeleitfähigkeit für Bereich 2 oder 3 nur eintragen, wenn abweichend von Bereich 1.
Note on S457: Wärmeleitfähigkeit für Bereich 2 oder 3 nur eintragen, wenn abweichend von Bereich 1.
Note on S478: Wärmeleitfähigkeit für Bereich 2 oder 3 nur eintragen, wenn abweichend von Bereich 1.
Note on S499: Wärmeleitfähigkeit für Bereich 2 oder 3 nur eintragen, wenn abweichend von Bereich 1.
Note on S520: Wärmeleitfähigkeit für Bereich 2 oder 3 nur eintragen, wenn abweichend von Bereich 1.
Note on S541: Wärmeleitfähigkeit für Bereich 2 oder 3 nur eintragen, wenn abweichend von Bereich 1.
Note on S562: Wärmeleitfähigkeit für Bereich 2 oder 3 nur eintragen, wenn abweichend von Bereich 1.
Note on S583: Wärmeleitfähigkeit für Bereich 2 oder 3 nur eintragen, wenn abweichend von Bereich 1.
Note on S604: Wärmeleitfähigkeit für Bereich 2 oder 3 nur eintragen, wenn abweichend von Bereich 1.
Note on S625: Wärmeleitfähigkeit für Bereich 2 oder 3 nur eintragen, wenn abweichend von Bereich 1.
Note on S646: Wärmeleitfähigkeit für Bereich 2 oder 3 nur eintragen, wenn abweichend von Bereich 1.
Note on S667: Wärmeleitfähigkeit für Bereich 2 oder 3 nur eintragen, wenn abweichend von Bereich 1.
Note on S688: Wärmeleitfähigkeit für Bereich 2 oder 3 nur eintragen, wenn abweichend von Bereich 1.
Note on S709: Wärmeleitfähigkeit für Bereich 2 oder 3 nur eintragen, wenn abweichend von Bereich 1.
Note on S730: Wärmeleitfähigkeit für Bereich 2 oder 3 nur eintragen, wenn abweichend von Bereich 1.
Note on S751: Wärmeleitfähigkeit für Bereich 2 oder 3 nur eintragen, wenn abweichend von Bereich 1.
Note on S772: Wärmeleitfähigkeit für Bereich 2 oder 3 nur eintragen, wenn abweichend von Bereich 1.
Note on S793: Wärmeleitfähigkeit für Bereich 2 oder 3 nur eintragen, wenn abweichend von Bereich 1.
Note on S814: Wärmeleitfähigkeit für Bereich 2 oder 3 nur eintragen, wenn abweichend von Bereich 1.
Note on S835: Wärmeleitfähigkeit für Bereich 2 oder 3 nur eintragen, wenn abweichend von Bereich 1.
Note on S856: Wärmeleitfähigkeit für Bereich 2 oder 3 nur eintragen, wenn abweichend von Bereich 1.
Note on S877: Wärmeleitfähigkeit für Bereich 2 oder 3 nur eintragen, wenn abweichend von Bereich 1.
Note on S898: Wärmeleitfähigkeit für Bereich 2 oder 3 nur eintragen, wenn abweichend von Bereich 1.
Note on S919: Wärmeleitfähigkeit für Bereich 2 oder 3 nur eintragen, wenn abweichend von Bereich 1.
Note on S940: Wärmeleitfähigkeit für Bereich 2 oder 3 nur eintragen, wenn abweichend von Bereich 1.
Note on S961: Wärmeleitfähigkeit für Bereich 2 oder 3 nur eintragen, wenn abweichend von Bereich 1.
Note on S982: Wärmeleitfähigkeit für Bereich 2 oder 3 nur eintragen, wenn abweichend von Bereich 1.
Note on S1003: Wärmeleitfähigkeit für Bereich 2 oder 3 nur eintragen, wenn abweichend von Bereich 1.
Note on S1024: Wärmeleitfähigkeit für Bereich 2 oder 3 nur eintragen, wenn abweichend von Bereich 1.
Note on S1045: Wärmeleitfähigkeit für Bereich 2 oder 3 nur eintragen, wenn abweichend von Bereich 1.
Note on S1066: Wärmeleitfähigkeit für Bereich 2 oder 3 nur eintragen, wenn abweichend von Bereich 1.
Note on S1087: Wärmeleitfähigkeit für Bereich 2 oder 3 nur eintragen, wenn abweichend von Bereich 1.
Note on S1108: Wärmeleitfähigkeit für Bereich 2 oder 3 nur eintragen, wenn abweichend von Bereich 1.
Note on S1129: Wärmeleitfähigkeit für Bereich 2 oder 3 nur eintragen, wenn abweichend von Bereich 1.
Note on S1150: Wärmeleitfähigkeit für Bereich 2 oder 3 nur eintragen, wenn abweichend von Bereich 1.
Note on S1171: Wärmeleitfähigkeit für Bereich 2 oder 3 nur eintragen, wenn abweichend von Bereich 1.
Note on S1192: Wärmeleitfähigkeit für Bereich 2 oder 3 nur eintragen, wenn abweichend von Bereich 1.
Note on S1213: Wärmeleitfähigkeit für Bereich 2 oder 3 nur eintragen, wenn abweichend von Bereich 1.
Note on S1234: Wärmeleitfähigkeit für Bereich 2 oder 3 nur eintragen, wenn abweichend von Bereich 1.
Note on S1255: Wärmeleitfähigkeit für Bereich 2 oder 3 nur eintragen, wenn abweichend von Bereich 1.
Note on S1276: Wärmeleitfähigkeit für Bereich 2 oder 3 nur eintragen, wenn abweichend von Bereich 1.
Note on S1297: Wärmeleitfähigkeit für Bereich 2 oder 3 nur eintragen, wenn abweichend von Bereich 1.
Note on S1318: Wärmeleitfähigkeit für Bereich 2 oder 3 nur eintragen, wenn abweichend von Bereich 1.
Note on S1339: Wärmeleitfähigkeit für Bereich 2 oder 3 nur eintragen, wenn abweichend von Bereich 1.
Note on S1360: Wärmeleitfähigkeit für Bereich 2 oder 3 nur eintragen, wenn abweichend von Bereich 1.
Note on S1381: Wärmeleitfähigkeit für Bereich 2 oder 3 nur eintragen, wenn abweichend von Bereich 1.
Note on S1402: Wärmeleitfähigkeit für Bereich 2 oder 3 nur eintragen, wenn abweichend von Bereich 1.
Note on S1423: Wärmeleitfähigkeit für Bereich 2 oder 3 nur eintragen, wenn abweichend von Bereich 1.
Note on S1444: Wärmeleitfähigkeit für Bereich 2 oder 3 nur eintragen, wenn abweichend von Bereich 1.
Note on S1465: Wärmeleitfähigkeit für Bereich 2 oder 3 nur eintragen, wenn abweichend von Bereich 1.
Note on S1486: Wärmeleitfähigkeit für Bereich 2 oder 3 nur eintragen, wenn abweichend von Bereich 1.
Note on S1507: Wärmeleitfähigkeit für Bereich 2 oder 3 nur eintragen, wenn abweichend von Bereich 1.
Note on S1528: Wärmeleitfähigkeit für Bereich 2 oder 3 nur eintragen, wenn abweichend von Bereich 1.
Note on S1549: Wärmeleitfähigkeit für Bereich 2 oder 3 nur eintragen, wenn abweichend von Bereich 1.
Note on S1570: Wärmeleitfähigkeit für Bereich 2 oder 3 nur eintragen, wenn abweichend von Bereich 1.
Note on S1591: Wärmeleitfähigkeit für Bereich 2 oder 3 nur eintragen, wenn abweichend von Bereich 1.
Note on S1612: Wärmeleitfähigkeit für Bereich 2 oder 3 nur eintragen, wenn abweichend von Bereich 1.
Note on S1633: Wärmeleitfähigkeit für Bereich 2 oder 3 nur eintragen, wenn abweichend von Bereich 1.
Note on S1654: Wärmeleitfähigkeit für Bereich 2 oder 3 nur eintragen, wenn abweichend von Bereich 1.
Note on S1675: Wärmeleitfähigkeit für Bereich 2 oder 3 nur eintragen, wenn abweichend von Bereich 1.
Note on S1696: Wärmeleitfähigkeit für Bereich 2 oder 3 nur eintragen, wenn abweichend von Bereich 1.
Note on S1717: Wärmeleitfähigkeit für Bereich 2 oder 3 nur eintragen, wenn abweichend von Bereich 1.
Note on S1738: Wärmeleitfähigkeit für Bereich 2 oder 3 nur eintragen, wenn abweichend von Bereich 1.
Note on S1759: Wärmeleitfähigkeit für Bereich 2 oder 3 nur eintragen, wenn abweichend von Bereich 1.
Note on S1780: Wärmeleitfähigkeit für Bereich 2 oder 3 nur eintragen, wenn abweichend von Bereich 1.
Note on S1801: Wärmeleitfähigkeit für Bereich 2 oder 3 nur eintragen, wenn abweichend von Bereich 1.
Note on S1822: Wärmeleitfähigkeit für Bereich 2 oder 3 nur eintragen, wenn abweichend von Bereich 1.
Note on S1843: Wärmeleitfähigkeit für Bereich 2 oder 3 nur eintragen, wenn abweichend von Bereich 1.
Note on S1864: Wärmeleitfähigkeit für Bereich 2 oder 3 nur eintragen, wenn abweichend von Bereich 1.
Note on S1885: Wärmeleitfähigkeit für Bereich 2 oder 3 nur eintragen, wenn abweichend von Bereich 1.
Note on S1906: Wärmeleitfähigkeit für Bereich 2 oder 3 nur eintragen, wenn abweichend von Bereich 1.
Note on S1927: Wärmeleitfähigkeit für Bereich 2 oder 3 nur eintragen, wenn abweichend von Bereich 1.
Note on S1948: Wärmeleitfähigkeit für Bereich 2 oder 3 nur eintragen, wenn abweichend von Bereich 1.
Note on S1969: Wärmeleitfähigkeit für Bereich 2 oder 3 nur eintragen, wenn abweichend von Bereich 1.
Note on S1990: Wärmeleitfähigkeit für Bereich 2 oder 3 nur eintragen, wenn abweichend von Bereich 1.
Note on S2011: Wärmeleitfähigkeit für Bereich 2 oder 3 nur eintragen, wenn abweichend von Bereich 1.
Note on S2032: Wärmeleitfähigkeit für Bereich 2 oder 3 nur eintragen, wenn abweichend von Bereich 1.
Note on S2053: Wärmeleitfähigkeit für Bereich 2 oder 3 nur eintragen, wenn abweichend von Bereich 1.
Note on S2074: Wärmeleitfähigkeit für Bereich 2 oder 3 nur eintragen, wenn abweichend von Bereich 1.
Note on S2095: Wärmeleitfähigkeit für Bereich 2 oder 3 nur eintragen, wenn abweichend von Bereich 1.
Note on S2116: Wärmeleitfähigkeit für Bereich 2 oder 3 nur eintragen, wenn abweichend von Bereich 1.
Note on X37: Wärmeleitfähigkeit für Bereich 2 oder 3 nur eintragen, wenn abweichend von Bereich 1.
Note on X58: Wärmeleitfähigkeit für Bereich 2 oder 3 nur eintragen, wenn abweichend von Bereich 1.
Note on X79: Wärmeleitfähigkeit für Bereich 2 oder 3 nur eintragen, wenn abweichend von Bereich 1.
Note on X100: Wärmeleitfähigkeit für Bereich 2 oder 3 nur eintragen, wenn abweichend von Bereich 1.
Note on X121: Wärmeleitfähigkeit für Bereich 2 oder 3 nur eintragen, wenn abweichend von Bereich 1.
Note on X142: Wärmeleitfähigkeit für Bereich 2 oder 3 nur eintragen, wenn abweichend von Bereich 1.
Note on X163: Wärmeleitfähigkeit für Bereich 2 oder 3 nur eintragen, wenn abweichend von Bereich 1.
Note on X184: Wärmeleitfähigkeit für Bereich 2 oder 3 nur eintragen, wenn abweichend von Bereich 1.
Note on X205: Wärmeleitfähigkeit für Bereich 2 oder 3 nur eintragen, wenn abweichend von Bereich 1.
Note on X226: Wärmeleitfähigkeit für Bereich 2 oder 3 nur eintragen, wenn abweichend von Bereich 1.
Note on X247: Wärmeleitfähigkeit für Bereich 2 oder 3 nur eintragen, wenn abweichend von Bereich 1.
Note on X268: Wärmeleitfähigkeit für Bereich 2 oder 3 nur eintragen, wenn abweichend von Bereich 1.
Note on X289: Wärmeleitfähigkeit für Bereich 2 oder 3 nur eintragen, wenn abweichend von Bereich 1.
Note on X310: Wärmeleitfähigkeit für Bereich 2 oder 3 nur eintragen, wenn abweichend von Bereich 1.
Note on X331: Wärmeleitfähigkeit für Bereich 2 oder 3 nur eintragen, wenn abweichend von Bereich 1.
Note on X352: Wärmeleitfähigkeit für Bereich 2 oder 3 nur eintragen, wenn abweichend von Bereich 1.
Note on X373: Wärmeleitfähigkeit für Bereich 2 oder 3 nur eintragen, wenn abweichend von Bereich 1.
Note on X394: Wärmeleitfähigkeit für Bereich 2 oder 3 nur eintragen, wenn abweichend von Bereich 1.
Note on X415: Wärmeleitfähigkeit für Bereich 2 oder 3 nur eintragen, wenn abweichend von Bereich 1.
Note on X436: Wärmeleitfähigkeit für Bereich 2 oder 3 nur eintragen, wenn abweichend von Bereich 1.
Note on X457: Wärmeleitfähigkeit für Bereich 2 oder 3 nur eintragen, wenn abweichend von Bereich 1.
Note on X478: Wärmeleitfähigkeit für Bereich 2 oder 3 nur eintragen, wenn abweichend von Bereich 1.
Note on X499: Wärmeleitfähigkeit für Bereich 2 oder 3 nur eintragen, wenn abweichend von Bereich 1.
Note on X520: Wärmeleitfähigkeit für Bereich 2 oder 3 nur eintragen, wenn abweichend von Bereich 1.
Note on X541: Wärmeleitfähigkeit für Bereich 2 oder 3 nur eintragen, wenn abweichend von Bereich 1.
Note on X562: Wärmeleitfähigkeit für Bereich 2 oder 3 nur eintragen, wenn abweichend von Bereich 1.
Note on X583: Wärmeleitfähigkeit für Bereich 2 oder 3 nur eintragen, wenn abweichend von Bereich 1.
Note on X604: Wärmeleitfähigkeit für Bereich 2 oder 3 nur eintragen, wenn abweichend von Bereich 1.
Note on X625: Wärmeleitfähigkeit für Bereich 2 oder 3 nur eintragen, wenn abweichend von Bereich 1.
Note on X646: Wärmeleitfähigkeit für Bereich 2 oder 3 nur eintragen, wenn abweichend von Bereich 1.
Note on X667: Wärmeleitfähigkeit für Bereich 2 oder 3 nur eintragen, wenn abweichend von Bereich 1.
Note on X688: Wärmeleitfähigkeit für Bereich 2 oder 3 nur eintragen, wenn abweichend von Bereich 1.
Note on X709: Wärmeleitfähigkeit für Bereich 2 oder 3 nur eintragen, wenn abweichend von Bereich 1.
Note on X730: Wärmeleitfähigkeit für Bereich 2 oder 3 nur eintragen, wenn abweichend von Bereich 1.
Note on X751: Wärmeleitfähigkeit für Bereich 2 oder 3 nur eintragen, wenn abweichend von Bereich 1.
Note on X772: Wärmeleitfähigkeit für Bereich 2 oder 3 nur eintragen, wenn abweichend von Bereich 1.
Note on X793: Wärmeleitfähigkeit für Bereich 2 oder 3 nur eintragen, wenn abweichend von Bereich 1.
Note on X814: Wärmeleitfähigkeit für Bereich 2 oder 3 nur eintragen, wenn abweichend von Bereich 1.
Note on X835: Wärmeleitfähigkeit für Bereich 2 oder 3 nur eintragen, wenn abweichend von Bereich 1.
Note on X856: Wärmeleitfähigkeit für Bereich 2 oder 3 nur eintragen, wenn abweichend von Bereich 1.
Note on X877: Wärmeleitfähigkeit für Bereich 2 oder 3 nur eintragen, wenn abweichend von Bereich 1.
Note on X898: Wärmeleitfähigkeit für Bereich 2 oder 3 nur eintragen, wenn abweichend von Bereich 1.
Note on X919: Wärmeleitfähigkeit für Bereich 2 oder 3 nur eintragen, wenn abweichend von Bereich 1.
Note on X940: Wärmeleitfähigkeit für Bereich 2 oder 3 nur eintragen, wenn abweichend von Bereich 1.
Note on X961: Wärmeleitfähigkeit für Bereich 2 oder 3 nur eintragen, wenn abweichend von Bereich 1.
Note on X982: Wärmeleitfähigkeit für Bereich 2 oder 3 nur eintragen, wenn abweichend von Bereich 1.
Note on X1003: Wärmeleitfähigkeit für Bereich 2 oder 3 nur eintragen, wenn abweichend von Bereich 1.
Note on X1024: Wärmeleitfähigkeit für Bereich 2 oder 3 nur eintragen, wenn abweichend von Bereich 1.
Note on X1045: Wärmeleitfähigkeit für Bereich 2 oder 3 nur eintragen, wenn abweichend von Bereich 1.
Note on X1066: Wärmeleitfähigkeit für Bereich 2 oder 3 nur eintragen, wenn abweichend von Bereich 1.
Note on X1087: Wärmeleitfähigkeit für Bereich 2 oder 3 nur eintragen, wenn abweichend von Bereich 1.
Note on X1108: Wärmeleitfähigkeit für Bereich 2 oder 3 nur eintragen, wenn abweichend von Bereich 1.
Note on X1129: Wärmeleitfähigkeit für Bereich 2 oder 3 nur eintragen, wenn abweichend von Bereich 1.
Note on X1150: Wärmeleitfähigkeit für Bereich 2 oder 3 nur eintragen, wenn abweichend von Bereich 1.
Note on X1171: Wärmeleitfähigkeit für Bereich 2 oder 3 nur eintragen, wenn abweichend von Bereich 1.
Note on X1192: Wärmeleitfähigkeit für Bereich 2 oder 3 nur eintragen, wenn abweichend von Bereich 1.
Note on X1213: Wärmeleitfähigkeit für Bereich 2 oder 3 nur eintragen, wenn abweichend von Bereich 1.
Note on X1234: Wärmeleitfähigkeit für Bereich 2 oder 3 nur eintragen, wenn abweichend von Bereich 1.
Note on X1255: Wärmeleitfähigkeit für Bereich 2 oder 3 nur eintragen, wenn abweichend von Bereich 1.
Note on X1276: Wärmeleitfähigkeit für Bereich 2 oder 3 nur eintragen, wenn abweichend von Bereich 1.
Note on X1297: Wärmeleitfähigkeit für Bereich 2 oder 3 nur eintragen, wenn abweichend von Bereich 1.
Note on X1318: Wärmeleitfähigkeit für Bereich 2 oder 3 nur eintragen, wenn abweichend von Bereich 1.
Note on X1339: Wärmeleitfähigkeit für Bereich 2 oder 3 nur eintragen, wenn abweichend von Bereich 1.
Note on X1360: Wärmeleitfähigkeit für Bereich 2 oder 3 nur eintragen, wenn abweichend von Bereich 1.
Note on X1381: Wärmeleitfähigkeit für Bereich 2 oder 3 nur eintragen, wenn abweichend von Bereich 1.
Note on X1402: Wärmeleitfähigkeit für Bereich 2 oder 3 nur eintragen, wenn abweichend von Bereich 1.
Note on X1423: Wärmeleitfähigkeit für Bereich 2 oder 3 nur eintragen, wenn abweichend von Bereich 1.
Note on X1444: Wärmeleitfähigkeit für Bereich 2 oder 3 nur eintragen, wenn abweichend von Bereich 1.
Note on X1465: Wärmeleitfähigkeit für Bereich 2 oder 3 nur eintragen, wenn abweichend von Bereich 1.
Note on X1486: Wärmeleitfähigkeit für Bereich 2 oder 3 nur eintragen, wenn abweichend von Bereich 1.
Note on X1507: Wärmeleitfähigkeit für Bereich 2 oder 3 nur eintragen, wenn abweichend von Bereich 1.
Note on X1528: Wärmeleitfähigkeit für Bereich 2 oder 3 nur eintragen, wenn abweichend von Bereich 1.
Note on X1549: Wärmeleitfähigkeit für Bereich 2 oder 3 nur eintragen, wenn abweichend von Bereich 1.
Note on X1570: Wärmeleitfähigkeit für Bereich 2 oder 3 nur eintragen, wenn abweichend von Bereich 1.
Note on X1591: Wärmeleitfähigkeit für Bereich 2 oder 3 nur eintragen, wenn abweichend von Bereich 1.
Note on X1612: Wärmeleitfähigkeit für Bereich 2 oder 3 nur eintragen, wenn abweichend von Bereich 1.
Note on X1633: Wärmeleitfähigkeit für Bereich 2 oder 3 nur eintragen, wenn abweichend von Bereich 1.
Note on X1654: Wärmeleitfähigkeit für Bereich 2 oder 3 nur eintragen, wenn abweichend von Bereich 1.
Note on X1675: Wärmeleitfähigkeit für Bereich 2 oder 3 nur eintragen, wenn abweichend von Bereich 1.
Note on X1696: Wärmeleitfähigkeit für Bereich 2 oder 3 nur eintragen, wenn abweichend von Bereich 1.
Note on X1717: Wärmeleitfähigkeit für Bereich 2 oder 3 nur eintragen, wenn abweichend von Bereich 1.
Note on X1738: Wärmeleitfähigkeit für Bereich 2 oder 3 nur eintragen, wenn abweichend von Bereich 1.
Note on X1759: Wärmeleitfähigkeit für Bereich 2 oder 3 nur eintragen, wenn abweichend von Bereich 1.
Note on X1780: Wärmeleitfähigkeit für Bereich 2 oder 3 nur eintragen, wenn abweichend von Bereich 1.
Note on X1801: Wärmeleitfähigkeit für Bereich 2 oder 3 nur eintragen, wenn abweichend von Bereich 1.
Note on X1822: Wärmeleitfähigkeit für Bereich 2 oder 3 nur eintragen, wenn abweichend von Bereich 1.
Note on X1843: Wärmeleitfähigkeit für Bereich 2 oder 3 nur eintragen, wenn abweichend von Bereich 1.
Note on X1864: Wärmeleitfähigkeit für Bereich 2 oder 3 nur eintragen, wenn abweichend von Bereich 1.
Note on X1885: Wärmeleitfähigkeit für Bereich 2 oder 3 nur eintragen, wenn abweichend von Bereich 1.
Note on X1906: Wärmeleitfähigkeit für Bereich 2 oder 3 nur eintragen, wenn abweichend von Bereich 1.
Note on X1927: Wärmeleitfähigkeit für Bereich 2 oder 3 nur eintragen, wenn abweichend von Bereich 1.
Note on X1948: Wärmeleitfähigkeit für Bereich 2 oder 3 nur eintragen, wenn abweichend von Bereich 1.
Note on X1969: Wärmeleitfähigkeit für Bereich 2 oder 3 nur eintragen, wenn abweichend von Bereich 1.
Note on X1990: Wärmeleitfähigkeit für Bereich 2 oder 3 nur eintragen, wenn abweichend von Bereich 1.
Note on X2011: Wärmeleitfähigkeit für Bereich 2 oder 3 nur eintragen, wenn abweichend von Bereich 1.
Note on X2032: Wärmeleitfähigkeit für Bereich 2 oder 3 nur eintragen, wenn abweichend von Bereich 1.
Note on X2053: Wärmeleitfähigkeit für Bereich 2 oder 3 nur eintragen, wenn abweichend von Bereich 1.
Note on X2074: Wärmeleitfähigkeit für Bereich 2 oder 3 nur eintragen, wenn abweichend von Bereich 1.
Note on X2095: Wärmeleitfähigkeit für Bereich 2 oder 3 nur eintragen, wenn abweichend von Bereich 1.
Note on X2116: Wärmeleitfähigkeit für Bereich 2 oder 3 nur eintragen, wenn abweichend von Bereich 1.
Note on Y37: Wärmeleitfähigkeit für Bereich 2 oder 3 nur eintragen, wenn abweichend von Bereich 1.
Note on Y58: Wärmeleitfähigkeit für Bereich 2 oder 3 nur eintragen, wenn abweichend von Bereich 1.
Note on Y79: Wärmeleitfähigkeit für Bereich 2 oder 3 nur eintragen, wenn abweichend von Bereich 1.
Note on Y100: Wärmeleitfähigkeit für Bereich 2 oder 3 nur eintragen, wenn abweichend von Bereich 1.
Note on Y121: Wärmeleitfähigkeit für Bereich 2 oder 3 nur eintragen, wenn abweichend von Bereich 1.
Note on Y142: Wärmeleitfähigkeit für Bereich 2 oder 3 nur eintragen, wenn abweichend von Bereich 1.
Note on Y163: Wärmeleitfähigkeit für Bereich 2 oder 3 nur eintragen, wenn abweichend von Bereich 1.
Note on Y184: Wärmeleitfähigkeit für Bereich 2 oder 3 nur eintragen, wenn abweichend von Bereich 1.
Note on Y205: Wärmeleitfähigkeit für Bereich 2 oder 3 nur eintragen, wenn abweichend von Bereich 1.
Note on Y226: Wärmeleitfähigkeit für Bereich 2 oder 3 nur eintragen, wenn abweichend von Bereich 1.
Note on Y247: Wärmeleitfähigkeit für Bereich 2 oder 3 nur eintragen, wenn abweichend von Bereich 1.
Note on Y268: Wärmeleitfähigkeit für Bereich 2 oder 3 nur eintragen, wenn abweichend von Bereich 1.
Note on Y289: Wärmeleitfähigkeit für Bereich 2 oder 3 nur eintragen, wenn abweichend von Bereich 1.
Note on Y310: Wärmeleitfähigkeit für Bereich 2 oder 3 nur eintragen, wenn abweichend von Bereich 1.
Note on Y331: Wärmeleitfähigkeit für Bereich 2 oder 3 nur eintragen, wenn abweichend von Bereich 1.
Note on Y352: Wärmeleitfähigkeit für Bereich 2 oder 3 nur eintragen, wenn abweichend von Bereich 1.
Note on Y373: Wärmeleitfähigkeit für Bereich 2 oder 3 nur eintragen, wenn abweichend von Bereich 1.
Note on Y394: Wärmeleitfähigkeit für Bereich 2 oder 3 nur eintragen, wenn abweichend von Bereich 1.
Note on Y415: Wärmeleitfähigkeit für Bereich 2 oder 3 nur eintragen, wenn abweichend von Bereich 1.
Note on Y436: Wärmeleitfähigkeit für Bereich 2 oder 3 nur eintragen, wenn abweichend von Bereich 1.
Note on Y457: Wärmeleitfähigkeit für Bereich 2 oder 3 nur eintragen, wenn abweichend von Bereich 1.
Note on Y478: Wärmeleitfähigkeit für Bereich 2 oder 3 nur eintragen, wenn abweichend von Bereich 1.
Note on Y499: Wärmeleitfähigkeit für Bereich 2 oder 3 nur eintragen, wenn abweichend von Bereich 1.
Note on Y520: Wärmeleitfähigkeit für Bereich 2 oder 3 nur eintragen, wenn abweichend von Bereich 1.
Note on Y541: Wärmeleitfähigkeit für Bereich 2 oder 3 nur eintragen, wenn abweichend von Bereich 1.
Note on Y562: Wärmeleitfähigkeit für Bereich 2 oder 3 nur eintragen, wenn abweichend von Bereich 1.
Note on Y583: Wärmeleitfähigkeit für Bereich 2 oder 3 nur eintragen, wenn abweichend von Bereich 1.
Note on Y604: Wärmeleitfähigkeit für Bereich 2 oder 3 nur eintragen, wenn abweichend von Bereich 1.
Note on Y625: Wärmeleitfähigkeit für Bereich 2 oder 3 nur eintragen, wenn abweichend von Bereich 1.
Note on Y646: Wärmeleitfähigkeit für Bereich 2 oder 3 nur eintragen, wenn abweichend von Bereich 1.
Note on Y667: Wärmeleitfähigkeit für Bereich 2 oder 3 nur eintragen, wenn abweichend von Bereich 1.
Note on Y688: Wärmeleitfähigkeit für Bereich 2 oder 3 nur eintragen, wenn abweichend von Bereich 1.
Note on Y709: Wärmeleitfähigkeit für Bereich 2 oder 3 nur eintragen, wenn abweichend von Bereich 1.
Note on Y730: Wärmeleitfähigkeit für Bereich 2 oder 3 nur eintragen, wenn abweichend von Bereich 1.
Note on Y751: Wärmeleitfähigkeit für Bereich 2 oder 3 nur eintragen, wenn abweichend von Bereich 1.
Note on Y772: Wärmeleitfähigkeit für Bereich 2 oder 3 nur eintragen, wenn abweichend von Bereich 1.
Note on Y793: Wärmeleitfähigkeit für Bereich 2 oder 3 nur eintragen, wenn abweichend von Bereich 1.
Note on Y814: Wärmeleitfähigkeit für Bereich 2 oder 3 nur eintragen, wenn abweichend von Bereich 1.
Note on Y835: Wärmeleitfähigkeit für Bereich 2 oder 3 nur eintragen, wenn abweichend von Bereich 1.
Note on Y856: Wärmeleitfähigkeit für Bereich 2 oder 3 nur eintragen, wenn abweichend von Bereich 1.
Note on Y877: Wärmeleitfähigkeit für Bereich 2 oder 3 nur eintragen, wenn abweichend von Bereich 1.
Note on Y898: Wärmeleitfähigkeit für Bereich 2 oder 3 nur eintragen, wenn abweichend von Bereich 1.
Note on Y919: Wärmeleitfähigkeit für Bereich 2 oder 3 nur eintragen, wenn abweichend von Bereich 1.
Note on Y940: Wärmeleitfähigkeit für Bereich 2 oder 3 nur eintragen, wenn abweichend von Bereich 1.
Note on Y961: Wärmeleitfähigkeit für Bereich 2 oder 3 nur eintragen, wenn abweichend von Bereich 1.
Note on Y982: Wärmeleitfähigkeit für Bereich 2 oder 3 nur eintragen, wenn abweichend von Bereich 1.
Note on Y1003: Wärmeleitfähigkeit für Bereich 2 oder 3 nur eintragen, wenn abweichend von Bereich 1.
Note on Y1024: Wärmeleitfähigkeit für Bereich 2 oder 3 nur eintragen, wenn abweichend von Bereich 1.
Note on Y1045: Wärmeleitfähigkeit für Bereich 2 oder 3 nur eintragen, wenn abweichend von Bereich 1.
Note on Y1066: Wärmeleitfähigkeit für Bereich 2 oder 3 nur eintragen, wenn abweichend von Bereich 1.
Note on Y1087: Wärmeleitfähigkeit für Bereich 2 oder 3 nur eintragen, wenn abweichend von Bereich 1.
Note on Y1108: Wärmeleitfähigkeit für Bereich 2 oder 3 nur eintragen, wenn abweichend von Bereich 1.
Note on Y1129: Wärmeleitfähigkeit für Bereich 2 oder 3 nur eintragen, wenn abweichend von Bereich 1.
Note on Y1150: Wärmeleitfähigkeit für Bereich 2 oder 3 nur eintragen, wenn abweichend von Bereich 1.
Note on Y1171: Wärmeleitfähigkeit für Bereich 2 oder 3 nur eintragen, wenn abweichend von Bereich 1.
Note on Y1192: Wärmeleitfähigkeit für Bereich 2 oder 3 nur eintragen, wenn abweichend von Bereich 1.
Note on Y1213: Wärmeleitfähigkeit für Bereich 2 oder 3 nur eintragen, wenn abweichend von Bereich 1.
Note on Y1234: Wärmeleitfähigkeit für Bereich 2 oder 3 nur eintragen, wenn abweichend von Bereich 1.
Note on Y1255: Wärmeleitfähigkeit für Bereich 2 oder 3 nur eintragen, wenn abweichend von Bereich 1.
Note on Y1276: Wärmeleitfähigkeit für Bereich 2 oder 3 nur eintragen, wenn abweichend von Bereich 1.
Note on Y1297: Wärmeleitfähigkeit für Bereich 2 oder 3 nur eintragen, wenn abweichend von Bereich 1.
Note on Y1318: Wärmeleitfähigkeit für Bereich 2 oder 3 nur eintragen, wenn abweichend von Bereich 1.
Note on Y1339: Wärmeleitfähigkeit für Bereich 2 oder 3 nur eintragen, wenn abweichend von Bereich 1.
Note on Y1360: Wärmeleitfähigkeit für Bereich 2 oder 3 nur eintragen, wenn abweichend von Bereich 1.
Note on Y1381: Wärmeleitfähigkeit für Bereich 2 oder 3 nur eintragen, wenn abweichend von Bereich 1.
Note on Y1402: Wärmeleitfähigkeit für Bereich 2 oder 3 nur eintragen, wenn abweichend von Bereich 1.
Note on Y1423: Wärmeleitfähigkeit für Bereich 2 oder 3 nur eintragen, wenn abweichend von Bereich 1.
Note on Y1444: Wärmeleitfähigkeit für Bereich 2 oder 3 nur eintragen, wenn abweichend von Bereich 1.
Note on Y1465: Wärmeleitfähigkeit für Bereich 2 oder 3 nur eintragen, wenn abweichend von Bereich 1.
Note on Y1486: Wärmeleitfähigkeit für Bereich 2 oder 3 nur eintragen, wenn abweichend von Bereich 1.
Note on Y1507: Wärmeleitfähigkeit für Bereich 2 oder 3 nur eintragen, wenn abweichend von Bereich 1.
Note on Y1528: Wärmeleitfähigkeit für Bereich 2 oder 3 nur eintragen, wenn abweichend von Bereich 1.
Note on Y1549: Wärmeleitfähigkeit für Bereich 2 oder 3 nur eintragen, wenn abweichend von Bereich 1.
Note on Y1570: Wärmeleitfähigkeit für Bereich 2 oder 3 nur eintragen, wenn abweichend von Bereich 1.
Note on Y1591: Wärmeleitfähigkeit für Bereich 2 oder 3 nur eintragen, wenn abweichend von Bereich 1.
Note on Y1612: Wärmeleitfähigkeit für Bereich 2 oder 3 nur eintragen, wenn abweichend von Bereich 1.
Note on Y1633: Wärmeleitfähigkeit für Bereich 2 oder 3 nur eintragen, wenn abweichend von Bereich 1.
Note on Y1654: Wärmeleitfähigkeit für Bereich 2 oder 3 nur eintragen, wenn abweichend von Bereich 1.
Note on Y1675: Wärmeleitfähigkeit für Bereich 2 oder 3 nur eintragen, wenn abweichend von Bereich 1.
Note on Y1696: Wärmeleitfähigkeit für Bereich 2 oder 3 nur eintragen, wenn abweichend von Bereich 1.
Note on Y1717: Wärmeleitfähigkeit für Bereich 2 oder 3 nur eintragen, wenn abweichend von Bereich 1.
Note on Y1738: Wärmeleitfähigkeit für Bereich 2 oder 3 nur eintragen, wenn abweichend von Bereich 1.
Note on Y1759: Wärmeleitfähigkeit für Bereich 2 oder 3 nur eintragen, wenn abweichend von Bereich 1.
Note on Y1780: Wärmeleitfähigkeit für Bereich 2 oder 3 nur eintragen, wenn abweichend von Bereich 1.
Note on Y1801: Wärmeleitfähigkeit für Bereich 2 oder 3 nur eintragen, wenn abweichend von Bereich 1.
Note on Y1822: Wärmeleitfähigkeit für Bereich 2 oder 3 nur eintragen, wenn abweichend von Bereich 1.
Note on Y1843: Wärmeleitfähigkeit für Bereich 2 oder 3 nur eintragen, wenn abweichend von Bereich 1.
Note on Y1864: Wärmeleitfähigkeit für Bereich 2 oder 3 nur eintragen, wenn abweichend von Bereich 1.
Note on Y1885: Wärmeleitfähigkeit für Bereich 2 oder 3 nur eintragen, wenn abweichend von Bereich 1.
Note on Y1906: Wärmeleitfähigkeit für Bereich 2 oder 3 nur eintragen, wenn abweichend von Bereich 1.
Note on Y1927: Wärmeleitfähigkeit für Bereich 2 oder 3 nur eintragen, wenn abweichend von Bereich 1.
Note on Y1948: Wärmeleitfähigkeit für Bereich 2 oder 3 nur eintragen, wenn abweichend von Bereich 1.
Note on Y1969: Wärmeleitfähigkeit für Bereich 2 oder 3 nur eintragen, wenn abweichend von Bereich 1.
Note on Y1990: Wärmeleitfähigkeit für Bereich 2 oder 3 nur eintragen, wenn abweichend von Bereich 1.
Note on Y2011: Wärmeleitfähigkeit für Bereich 2 oder 3 nur eintragen, wenn abweichend von Bereich 1.
Note on Y2032: Wärmeleitfähigkeit für Bereich 2 oder 3 nur eintragen, wenn abweichend von Bereich 1.
Note on Y2053: Wärmeleitfähigkeit für Bereich 2 oder 3 nur eintragen, wenn abweichend von Bereich 1.
Note on Y2074: Wärmeleitfähigkeit für Bereich 2 oder 3 nur eintragen, wenn abweichend von Bereich 1.
Note on Y2095: Wärmeleitfähigkeit für Bereich 2 oder 3 nur eintragen, wenn abweichend von Bereich 1.
Note on Y2116: Wärmeleitfähigkeit für Bereich 2 oder 3 nur eintragen, wenn abweichend von Bereich 1.
Werte kopieren von:
1
2
3
6
4
5
8
7
9
5
Alle Eingaben im Blatt löschen

## U-Wert Uebersicht
Übersicht U-Werte + Varianten mit zusätzlicher Wärmedämmung
Automatische Auflistung der im Blatt "U-Werte" berechneten Werte
Möglichkeit der vereinfachten Berücksichtigung nachträglicher Wärmeschutzmaßnahmen
| Lfd. Nr. | Bauteil-Kürzel | Bauteil-Bezeichnung | U-Wert | deq | Ddeq | Uneu |  | Dropdown-Liste
|  |  |  | [W/(m²K)] | [cm] | [cm] | [W/(m²K)]
Im Blatt "U-Werte" | 1 | w1u | Vollklinker ungedämmt | 1.6197 | 2.4696 |  | 1.6197 | 1. | 1. w1u (U=0,02) Vollklinker ungedämmt
berechnete | 2 | w1a | Vollklinker mit Außendämmung | 0.2428 | 16.4746 |  | 0.2428 | 2. | 2. w1a (U=0,0) Vollklinker mit Außendämmung
Wärmedurchgangs- | 3 | w1i | Vollklinker mit Innendämmung | 0.4443 | 9.0029 |  | 0.4443 | 3. | 3. w1i (U=0,0) Vollklinker mit Innendämmung
koeffizienten | 4 | k1u | Kellerdecke ungedämmt | 0.94863 | 4.2166 |  | 0.94863 | 4. | 4. k1u (U=0,01) Kellerdecke ungedämmt
| 5 | k1d | Kellerdecke gedämmt | 0.44388 | 9.0114 |  | 0.44388 | 5. | 5. k1d (U=0,0) Kellerdecke gedämmt
| 6 | w2u | Gaubenwände ungedämmt | 2.1168 | 1.8897 |  | 2.1168 | 6. | 6. w2u (U=0,02) Gaubenwände ungedämmt
Nachträgliche | 7 | w2d | Gaubenwände gedämmt | 0.46687 | 8.5677 |  | 0.46687 | 7. | 7. w2d (U=0,0) Gaubenwände gedämmt
Wärmeschutz- | 8 | d1u | Dachfläche ungedämmt | 1.2613 | 3.1714 |  | 1.2613 | 8. | 8. d1u (U=0,01) Dachfläche ungedämmt
Maßnahmen | 9 | d1i | Dachfläche mit Innendämmung | 0.27226 | 14.692 |  | 0.27226 | 9. | 9. d1i (U=0,0) Dachfläche mit Innendämmung
Definition unten | 10 | og1u | Kehlbalkendecke ungedämmt | 0.98982 | 4.0411 |  | 0.98982 | 10. | 10. og1u (U=0,01) Kehlbalkendecke ungedämmt
| 11 | og1d | Kehlbalkendecke gedämmt | 0.1481 | 27.009 |  | 0.1481 | 11. | 11. og1d (U=0,0) Kehlbalkendecke gedämmt
| 12 | - | - | - | - |  | - | 12. | 12.
| 13 | - | - | - | - |  | - | 13. | 13.
| 14 | - | - | - | - |  | - | 14. | 14.
| 15 | - | - | - | - |  | - | 15. | 15.
| 16 | - | - | - | - |  | - | 16. | 16.
| 17 | - | - | - | - |  | - | 17. | 17.
| 18 | - | - | - | - |  | - | 18. | 18.
| 19 | - | - | - | - |  | - | 19. | 19.
| 20 | - | - | - | - |  | - | 20. | 20.
| 21 | - | - | - | - |  | - | 21. | 21.
| 22 | - | - | - | - |  | - | 22. | 22.
| 23 | - | - | - | - |  | - | 23. | 23.
| 24 | - | - | - | - |  | - | 24. | 24.
| 25 | - | - | - | - |  | - | 25. | 25.
| 26 | - | - | - | - |  | - | 26. | 26.
| 27 | - | - | - | - |  | - | 27. | 27.
| 28 | - | - | - | - |  | - | 28. | 28.
| 29 | - | - | - | - |  | - | 29. | 29.
| 30 | - | - | - | - |  | - | 30. | 30.
| 31 | - | - | - | - |  | - | 31. | 31.
| 32 | - | - | - | - |  | - | 32. | 32.
| 33 | - | - | - | - |  | - | 33. | 33.
| 34 | - | - | - | - |  | - | 34. | 34.
| 35 | - | - | - | - |  | - | 35. | 35.
| 36 | - | - | - | - |  | - | 36. | 36.
| 37 | - | - | - | - |  | - | 37. | 37.
| 38 | - | - | - | - |  | - | 38. | 38.
| 39 | - | - | - | - |  | - | 39. | 39.
| 40 | - | - | - | - |  | - | 40. | 40.
| 41 | - | - | - | - |  | - | 41. | 41.
| 42 | - | - | - | - |  | - | 42. | 42.
| 43 | - | - | - | - |  | - | 43. | 43.
| 44 | - | - | - | - |  | - | 44. | 44.
| 45 | - | - | - | - |  | - | 45. | 45.
| 46 | - | - | - | - |  | - | 46. | 46.
| 47 | - | - | - | - |  | - | 47. | 47.
| 48 | - | - | - | - |  | - | 48. | 48.
| 49 | - | - | - | - |  | - | 49. | 49.
| 50 | - | - | - | - |  | - | 50. | 50.
| 51 | - | - | - | - |  | - | 51. | 51.
| 52 | - | - | - | - |  | - | 52. | 52.
| 53 | - | - | - | - |  | - | 53. | 53.
| 54 | - | - | - | - |  | - | 54. | 54.
| 55 | - | - | - | - |  | - | 55. | 55.
| 56 | w2u | Gaubenwände ungedämmt | 2.1168 | 1.8897 |  | 2.1168 | 56. | 56. w2u (U=0,02) Gaubenwände ungedämmt
| 57 | w2d | Gaubenwände gedämmt | 0.46687 | 8.5677 |  | 0.46687 | 57. | 57. w2d (U=0,0) Gaubenwände gedämmt
| 58 | d1u | Dachfläche ungedämmt | 1.2613 | 3.1714 |  | 1.2613 | 58. | 58. d1u (U=0,01) Dachfläche ungedämmt
| 59 | d1i | Dachfläche mit Innendämmung | 0.27226 | 14.692 |  | 0.27226 | 59. | 59. d1i (U=0,0) Dachfläche mit Innendämmung
| 60 | og1u | Kehlbalkendecke ungedämmt | 0.98982 | 4.0411 |  | 0.98982 | 60. | 60. og1u (U=0,01) Kehlbalkendecke ungedämmt
| 61 | og1d | Kehlbalkendecke gedämmt | 0.1481 | 27.009 |  | 0.1481 | 61. | 61. og1d (U=0,0) Kehlbalkendecke gedämmt
| 62 | - | - | - | - |  | - | 62. | 62.
| 63 | - | - | - | - |  | - | 63. | 63.
| 64 | - | - | - | - |  | - | 64. | 64.
| 65 | - | - | - | - |  | - | 65. | 65.
| 66 | - | - | - | - |  | - | 66. | 66.
| 67 | - | - | - | - |  | - | 67. | 67.
| 68 | - | - | - | - |  | - | 68. | 68.
| 69 | - | - | - | - |  | - | 69. | 69.
| 70 | - | - | - | - |  | - | 70. | 70.
| 71 | - | - | - | - |  | - | 71. | 71.
| 72 | - | - | - | - |  | - | 72. | 72.
| 73 | - | - | - | - |  | - | 73. | 73.
| 74 | - | - | - | - |  | - | 74. | 74.
| 75 | - | - | - | - |  | - | 75. | 75.
| 76 | - | - | - | - |  | - | 76. | 76.
| 77 | - | - | - | - |  | - | 77. | 77.
| 78 | - | - | - | - |  | - | 78. | 78.
| 79 | - | - | - | - |  | - | 79. | 79.
| 80 | - | - | - | - |  | - | 80. | 80.
| 81 | - | - | - | - |  | - | 81. | 81.
| 82 | - | - | - | - |  | - | 82. | 82.
| 83 | - | - | - | - |  | - | 83. | 83.
| 84 | - | - | - | - |  | - | 84. | 84.
| 85 | - | - | - | - |  | - | 85. | 85.
| 86 | - | - | - | - |  | - | 86. | 86.
| 87 | - | - | - | - |  | - | 87. | 87.
| 88 | - | - | - | - |  | - | 88. | 88.
| 89 | - | - | - | - |  | - | 89. | 89.
| 90 | - | - | - | - |  | - | 90. | 90.
| 91 | - | - | - | - |  | - | 91. | 91.
| 92 | - | - | - | - |  | - | 92. | 92.
| 93 | - | - | - | - |  | - | 93. | 93.
| 94 | - | - | - | - |  | - | 94. | 94.
| 95 | - | - | - | - |  | - | 95. | 95.
| 96 | - | - | - | - |  | - | 96. | 96.
| 97 | - | - | - | - |  | - | 97. | 97.
| 98 | - | - | - | - |  | - | 98. | 98.
| 99 | - | - | - | - |  | - | 99. | 99.
| 100 | - | - | - | - |  | - | 100. | 100.
Berücksichtigung | 1 | w1u+20cm | Vollklinker ungedämmt + 20 cm Wärmedämmung | 1.6197 | 2.4696 | 20 | 0.17802 | 101. | 101. w1u+20cm (U=0,0) Vollklinker ungedämmt + 20 cm Wärmedämmung
nachträglicher | 1 | w1u+25cm | Vollklinker ungedämmt + 25 cm Wärmedämmung | 1.6197 | 2.4696 | 25 | 0.14562 | 102. | 102. w1u+25cm (U=0,0) Vollklinker ungedämmt + 25 cm Wärmedämmung
Wärmeschutz- | 4 | k1u+4cm | Kellerdecke ungedämmt + 4 cm Wärmedämmung | 0.94863 | 4.2166 | 4 | 0.48682 | 103. | 103. k1u+4cm (U=0,0) Kellerdecke ungedämmt + 4 cm Wärmedämmung
Maßnahmen | 4 | k1u+8cm | Kellerdecke ungedämmt + 8 cm Wärmedämmung | 0.94863 | 4.2166 | 8 | 0.32742 | 104. | 104. k1u+8cm (U=0,0) Kellerdecke ungedämmt + 8 cm Wärmedämmung
| 4 | k1u+12cm | Kellerdecke ungedämmt + 12 cm Wärmedämmung | 0.94863 | 4.2166 | 12 | 0.24666 | 105. | 105. k1u+12cm (U=0,0) Kellerdecke ungedämmt + 12 cm Wärmedämmung
|  | - | - | - | - |  | - | 106. | 106.
|  | - | - | - | - |  | - | 107. | 107.
|  | - | - | - | - |  | - | 108. | 108.
|  | - | - | - | - |  | - | 109. | 109.
|  | - | - | - | - |  | - | 110. | 110.
|  | - | - | - | - |  | - | 111. | 111.
|  | - | - | - | - |  | - | 112. | 112.
|  | - | - | - | - |  | - | 113. | 113.
|  | - | - | - | - |  | - | 114. | 114.
|  | - | - | - | - |  | - | 115. | 115.
|  | - | - | - | - |  | - | 116. | 116.
|  | - | - | - | - |  | - | 117. | 117.
|  | - | - | - | - |  | - | 118. | 118.
|  | - | - | - | - |  | - | 119. | 119.
|  | - | - | - | - |  | - | 120. | 120.
|  | - | - | - | - |  | - | 121. | 121.
|  | - | - | - | - |  | - | 122. | 122.
|  | - | - | - | - |  | - | 123. | 123.
|  | - | - | - | - |  | - | 124. | 124.
|  | - | - | - | - |  | - | 125. | 125.
|  | - | - | - | - |  | - | 126. | 126.
|  | - | - | - | - |  | - | 127. | 127.
|  | - | - | - | - |  | - | 128. | 128.
|  | - | - | - | - |  | - | 129. | 129.
|  | - | - | - | - |  | - | 130. | 130.
|  | - | - | - | - |  | - | 131. | 131.
|  | - | - | - | - |  | - | 132. | 132.
|  | - | - | - | - |  | - | 133. | 133.
|  | - | - | - | - |  | - | 134. | 134.
|  | - | - | - | - |  | - | 135. | 135.
|  | - | - | - | - |  | - | 136. | 136.
|  | - | - | - | - |  | - | 137. | 137.
|  | - | - | - | - |  | - | 138. | 138.
|  | - | - | - | - |  | - | 139. | 139.
|  | - | - | - | - |  | - | 140. | 140.
|  | - | - | - | - |  | - | 141. | 141.
|  | - | - | - | - |  | - | 142. | 142.
|  | - | - | - | - |  | - | 143. | 143.
|  | - | - | - | - |  | - | 144. | 144.
|  | - | - | - | - |  | - | 145. | 145.
|  | - | - | - | - |  | - | 146. | 146.
|  | - | - | - | - |  | - | 147. | 147.
|  | - | - | - | - |  | - | 148. | 148.
|  | - | - | - | - |  | - | 149. | 149.
|  | - | - | - | - |  | - | 150. | 150.
|  | - | - | - | - |  | - | 151. | 151.
|  | - | - | - | - |  | - | 152. | 152.
|  | - | - | - | - |  | - | 153. | 153.
|  | - | - | - | - |  | - | 154. | 154.
|  | - | - | - | - |  | - | 155. | 155.
|  | - | - | - | - |  | - | 156. | 156.
|  | - | - | - | - |  | - | 157. | 157.
|  | - | - | - | - |  | - | 158. | 158.
|  | - | - | - | - |  | - | 159. | 159.
|  | - | - | - | - |  | - | 160. | 160.
|  | - | - | - | - |  | - | 161. | 161.
|  | - | - | - | - |  | - | 162. | 162.
|  | - | - | - | - |  | - | 163. | 163.
|  | - | - | - | - |  | - | 164. | 164.
|  | - | - | - | - |  | - | 165. | 165.
|  | - | - | - | - |  | - | 166. | 166.
|  | - | - | - | - |  | - | 167. | 167.
|  | - | - | - | - |  | - | 168. | 168.
|  | - | - | - | - |  | - | 169. | 169.
|  | - | - | - | - |  | - | 170. | 170.
|  | - | - | - | - |  | - | 171. | 171.
|  | - | - | - | - |  | - | 172. | 172.
|  | - | - | - | - |  | - | 173. | 173.
|  | - | - | - | - |  | - | 174. | 174.
|  | - | - | - | - |  | - | 175. | 175.
|  | - | - | - | - |  | - | 176. | 176.
|  | - | - | - | - |  | - | 177. | 177.
|  | - | - | - | - |  | - | 178. | 178.
|  | - | - | - | - |  | - | 179. | 179.
|  | - | - | - | - |  | - | 180. | 180.
|  | - | - | - | - |  | - | 181. | 181.
|  | - | - | - | - |  | - | 182. | 182.
|  | - | - | - | - |  | - | 183. | 183.
|  | - | - | - | - |  | - | 184. | 184.
|  | - | - | - | - |  | - | 185. | 185.
|  | - | - | - | - |  | - | 186. | 186.
|  | - | - | - | - |  | - | 187. | 187.
|  | - | - | - | - |  | - | 188. | 188.
|  | - | - | - | - |  | - | 189. | 189.
|  | - | - | - | - |  | - | 190. | 190.
|  | - | - | - | - |  | - | 191. | 191.
|  | - | - | - | - |  | - | 192. | 192.
|  | - | - | - | - |  | - | 193. | 193.
|  | - | - | - | - |  | - | 194. | 194.
|  | - | - | - | - |  | - | 195. | 195.
|  | - | - | - | - |  | - | 196. | 196.
|  | - | - | - | - |  | - | 197. | 197.
|  | - | - | - | - |  | - | 198. | 198.
|  | - | - | - | - |  | - | 199. | 199.
|  | - | - | - | - |  | - | 200. | 200.
Note on F9: aus Berechnung im Blatt "U-Werte"
Note on G9: äquivalente Dämmstoff- Stärke (für WLG 040)
Note on H9: Dicke des zusätzlichen Dämmstoffes (für WLG 040)

## Rsi, Rse, Ru, ...
Wärmeübergangs- und -durchlasswiderstände nach DIN EN ISO 6946 : 1996
Wärmeübergangswiderstände
| Tabelle 1: | Wärmeübergangswiderstände [m²K/W]
Richtung des Wärmestroms
|  | Aufwärts |  | Horizontal *) |  | Abwärts
| Rsi | 0.1 |  | 0.13 |  | 0.17
| Rse | 0.04 |  | 0.04 |  | 0.04
*) und bis 30° Neigung
Ruhende oder belüftete Luftschichten
| Tabelle 2a: | Definition und Bemessungswerte für die Wärmedurchlass- und Wärmeübergangswiderstände
| Art der | Öffnungen* zwischen Luftschicht | [5 empty] | Bemessungswert |  |  | Bemessungswert
| Luftschicht | und Außenumgebung | [5 empty] | für RLuftschicht |  |  | für Rse
| ruhend | < | 500 mm² |  |  |  |  | Wert aus Tabelle 2b |  |  | Rse (Tabelle 1)
| schwach belüftet | > | 500 mm² | bis | 1500 mm² |  |  | Hälfte des Werts aus Tabelle 2b |  |  | Rse (Tabelle 1)
| stark belüftet** | > | 1500 mm² |  |  |  |  | entfällt |  |  | Rse = Rsi des selben Bauteils (Tabelle 1)
je m Länge für vertikale Luftschichten
je m² Oberfläche für horizontale Luftschichten
*) Dränageöffnungen (offene Stoßfugen beim zweischaligen Mauerwerk) gelten nicht als Lüftungsöffnungen.
**) z.B. hinterlüftete Dacheindeckung oder Vorhangfassade
| Tabelle 2b: | Wärmedurchlasswiderstände von ruhenden* Luftschichten [m²K/W]
Oberflächen mit hohem Emissionsgrad (e > 0,8)
| Dicke der Luft- | Richtung des Wärmestroms
| schicht [mm] | aufwärts |  | horizontal* |  | abwärts
| 0 | 0 |  | 0 |  | 0
| 5 | 0.11 |  | 0.11 |  | 0.11
| 7 | 0.13 |  | 0.13 |  | 0.13
| 10 | 0.15 |  | 0.15 |  | 0.15
| 15 | 0.16 |  | 0.17 |  | 0.17
| 25 | 0.16 |  | 0.18 |  | 0.19
| 50 | 0.16 |  | 0.18 |  | 0.21
| 100 | 0.16 |  | 0.18 |  | 0.22
| 300 | 0.16 |  | 0.18 |  | 0.23
*) und bis 30° Neigung
| statt Tabelle 2b: |  | Hilfsmittel: Äquivalente Wärmeleitfähigkeit ruhender Luftschichten
|  |  | Dicke der Luftschicht | 45 | mm |  | ha = | 1.95 | W/(m²K)
|  |  |  | (nur ein Feld ankreuzen) |  |  | hr = | 4.1727 | W/(m²K)
|  |  |  | x | Aufwärts |  | R = | 0.16333 | m²K/W
Horizontal
[5 empty] | Abwärts |  | l = | 0.27552 | W/(mK)
Wärmedurchlasswiderstände unbeheizter Räume
| Tabelle 3: | Wärmedurchlasswiderstände von Dachräumen Ru [m²K/W] für ungedämmte Dachflächen
|  | Beschreibung des Daches | [9 empty] | Ru
[m²K/W]
| 1 | Ziegeldach ohne Pappe, Schalung oder ähnlichem | [9 empty] | 0.06
| 2 | Plattendach oder Ziegeldach mit Pappe oder Schalung oder ähnlichem unter Ziegeln | [9 empty] | 0.2
| 3 | Wie 2, jedoch mit Aluminiumverkleidung oder einer anderen Oberfläche | [9 empty] | 0.3
mit geringem Emissionsgrad an der Dachunterseite
| 4 | Dach mit Schalung oder Pappe | [9 empty] | 0.3
| Anmerkung: | Die Werte in Tabelle 3 enthalten den Wärmedurchlasswiderstand des belüfteten Raums
und der (Schräg)-Dachkonstruktion. Sie enthalten nicht den äußeren Wärmeübergangswiderstand (Rse)
Für andere kleine, unbeheizte angrenzende Räume (z.B. Garagen, Lagerräume, Wintergärten) kann Ru nach folgender
Formel berechnet werden (wobei Ru max. den Wert 0,5 m²K/W annehmen darf)
| Ru = 0,09 + 0,4 * Ai / Ae | [8 empty] | Ru = | 0.29 | m²K/W
Dabei ist:
| Ai ... Gesamtfläche aller Bauteile zw. Innenraum und unbeheiztem Raum | [8 empty] | Ai = | 10 | m²
| Ae ... Gesamtfläche aller Bauteile zw. unbeheiztem Raum und Außenumgebung | [8 empty] | Ae = | 20 | m²
Institut Wohnen und Umwelt GmbH + Robert Borsch-Laaks / März 2003
Richtung des
Wärmestroms